## MaterialLibraryDetails
Material_SrNo | Material_Name | Parent_SrNo | Item_type | Unit_Commercial | Unit_Technical | Conversion_Factor | Transport_Charges | MCat1_Id | MCat2_Id | MCat3_Id | Price_Basic | Tax_Scheme_Id | Specification
1 | AGGREGATE | 0 | Group | 0_No Unit | 0_No Unit | 1 | 0 | 15082_AGGREGATE |  |  | 0
2 | METAL 10 MM | 1 | Material | 7014_BRASS | 7008_CU.MTR. | 2.83 |  | 15082_AGGREGATE |  |  | 2750 | 634_C+SGST 5% I/P RD
3 | METAL 20 MM | 1 | Material | 7014_BRASS | 7008_CU.MTR. | 2.83 |  | 15082_AGGREGATE |  |  | 2750 | 634_C+SGST 5% I/P RD
4 | METAL 40 MM | 1 | Material | 7014_BRASS | 7008_CU.MTR. | 2.83 |  | 15082_AGGREGATE |  |  | 2750 | 634_C+SGST 5% I/P RD
5 | CRUSHED SAND | 1 | Material | 7014_BRASS | 7008_CU.MTR. | 2.83 |  | 15082_AGGREGATE |  |  | 4250 | 634_C+SGST 5% I/P RD
6 | CRUSHED SAND - WASHED | 1 | Material | 7014_BRASS | 7008_CU.MTR. | 2.83 |  | 15082_AGGREGATE |  |  | 4250 | 634_C+SGST 5% I/P RD
7 | CRUSHED SAND - PLASTER | 1 | Material | 7014_BRASS | 7008_CU.MTR. | 2.83 |  | 15082_AGGREGATE |  |  | 4250 | 634_C+SGST 5% I/P RD
8 | RIVER SAND | 1 | Material | 7014_BRASS | 7008_CU.MTR. | 2.83 |  | 15082_AGGREGATE |  |  |  | 634_C+SGST 5% I/P RD
9 | RIVER SAND COARSE (CHAL) | 1 | Material | 7014_BRASS | 7008_CU.MTR. | 2.83 |  | 15082_AGGREGATE |  |  |  | 634_C+SGST 5% I/P RD
10 | SEA SAND | 1 | Material | 7014_BRASS | 7008_CU.MTR. | 2.83 |  | 15082_AGGREGATE |  |  |  | 634_C+SGST 5% I/P RD
11 | PEBBLE STONE | 1 | Material | 7006_KG. | 7006_KG. | 1 |  | 15082_AGGREGATE
12 | GRIT - 6 MM | 1 | Material | 7014_BRASS | 7008_CU.MTR. | 2.83 |  | 15082_AGGREGATE |  |  |  | 634_C+SGST 5% I/P RD
13 | RUBBLE 150 MM | 1 | Material | 7014_BRASS | 7008_CU.MTR. | 2.83 |  | 15082_AGGREGATE |  |  | 1600 | 634_C+SGST 5% I/P RD
14 | RUBBLE 230 MM | 1 | Material | 7014_BRASS | 7008_CU.MTR. | 2.83 |  | 15082_AGGREGATE |  |  | 1600 | 634_C+SGST 5% I/P RD
15 | RUBBLE - HATHFOD | 1 | Material | 7014_BRASS | 7008_CU.MTR. | 2.83 |  | 15082_AGGREGATE |  |  | 1600 | 634_C+SGST 5% I/P RD
16 | EARTH FILLING MATERIAL | 0 | Group
17 | DUBBER | 16 | Material | 7014_BRASS | 7008_CU.MTR. | 2.83 |  | 15080_EARTH FILLING MATERIAL |  |  | 1600 | 634_C+SGST 5% I/P RD
18 | MURUM | 16 | Material | 7014_BRASS | 7008_CU.MTR. | 2.83 |  | 15080_EARTH FILLING MATERIAL |  |  | 650 | 634_C+SGST 5% I/P RD
19 | SOIL | 16 | Material | 7014_BRASS | 7008_CU.MTR. | 2.83 |  | 15080_EARTH FILLING MATERIAL |  |  |  | 634_C+SGST 5% I/P RD
20 | RABBIT | 16 | Material | 7014_BRASS | 7008_CU.MTR. | 2.83 |  | 15080_EARTH FILLING MATERIAL |  |  |  | 634_C+SGST 5% I/P RD
21 | CEMENT | 0 | Group
22 | CEMENT OPC 43 GRADE | 21 | Material | 7026_BAG | 7006_KG. | 50 |  | 15078_CEMENT |  |  | 270 | 637_C+SGST 28% I/P RD
23 | CEMENT OPC 53 GRADE | 21 | Material | 7026_BAG | 7006_KG. | 50 |  | 15078_CEMENT |  |  | 280 | 637_C+SGST 28% I/P RD
24 | CEMENT PPC | 21 | Material | 7026_BAG | 7006_KG. | 50 |  | 15078_CEMENT |  |  | 260 | 637_C+SGST 28% I/P RD
25 | WHITE CEMENT | 21 | Material | 7006_KG. | 7006_KG. | 1 |  | 15078_CEMENT |  |  |  | 637_C+SGST 28% I/P RD
26 | FLY ASH | 21 | Material | 7006_KG. | 7006_KG. | 1 |  | 15078_CEMENT |  |  |  | 635_C+SGST 12% I/P RD
27 | GGBS | 21 | Material | 7006_KG. | 7006_KG. | 1 |  | 15078_CEMENT |  |  |  | 634_C+SGST 5% I/P RD
28 | REINFORCEMENT STEEL | 0 | Group
29 | MILD STEEL 6 MM | 28 | Material | 7007_TON | 7006_KG. | 1000 |  | 15103_REINFORCEMENT STEEL |  |  | 57 | 636_C+SGST 18% I/P RD
30 | TOR STEEL 6 MM | 28 | Material | 7007_TON | 7006_KG. | 1000 |  | 15103_REINFORCEMENT STEEL |  |  | 59 | 636_C+SGST 18% I/P RD
31 | TOR STEEL 8 MM | 28 | Material | 7007_TON | 7006_KG. | 1000 |  | 15103_REINFORCEMENT STEEL |  |  | 59 | 636_C+SGST 18% I/P RD
32 | TOR STEEL 10 MM | 28 | Material | 7007_TON | 7006_KG. | 1000 |  | 15103_REINFORCEMENT STEEL |  |  | 58 | 636_C+SGST 18% I/P RD
33 | TOR STEEL 12 MM | 28 | Material | 7007_TON | 7006_KG. | 1000 |  | 15103_REINFORCEMENT STEEL |  |  | 58 | 636_C+SGST 18% I/P RD
34 | TOR STEEL 16 MM | 28 | Material | 7007_TON | 7006_KG. | 1000 |  | 15103_REINFORCEMENT STEEL |  |  | 58 | 636_C+SGST 18% I/P RD
35 | TOR STEEL 20 MM | 28 | Material | 7007_TON | 7006_KG. | 1000 |  | 15103_REINFORCEMENT STEEL |  |  | 58 | 636_C+SGST 18% I/P RD
36 | TOR STEEL 25 MM | 28 | Material | 7007_TON | 7006_KG. | 1000 |  | 15103_REINFORCEMENT STEEL |  |  | 60 | 636_C+SGST 18% I/P RD
37 | TOR STEEL 32 MM | 28 | Material | 7007_TON | 7006_KG. | 1000 |  | 15103_REINFORCEMENT STEEL |  |  | 60 | 636_C+SGST 18% I/P RD
38 | BINDING WIRE MS | 28 | Material | 7006_KG. | 7006_KG. | 1 |  | 15103_REINFORCEMENT STEEL |  |  | 80 | 636_C+SGST 18% I/P RD
39 | REBAR THRD COUPLER 12 MM | 28 | Material | 7017_NOS | 7017_NOS | 1 |  | 15103_REINFORCEMENT STEEL |  |  |  | 636_C+SGST 18% I/P RD
40 | REBAR THRD COUPLER 16 MM | 28 | Material | 7017_NOS | 7017_NOS | 1 |  | 15103_REINFORCEMENT STEEL |  |  |  | 636_C+SGST 18% I/P RD
41 | REBAR THRD COUPLER 20 MM | 28 | Material | 7017_NOS | 7017_NOS | 1 |  | 15103_REINFORCEMENT STEEL |  |  |  | 636_C+SGST 18% I/P RD
42 | REBAR THRD COUPLER 25 MM | 28 | Material | 7017_NOS | 7017_NOS | 1 |  | 15103_REINFORCEMENT STEEL |  |  |  | 636_C+SGST 18% I/P RD
43 | REBAR THRD COUPLER 32 MM | 28 | Material | 7017_NOS | 7017_NOS | 1 |  | 15103_REINFORCEMENT STEEL |  |  |  | 636_C+SGST 18% I/P RD
44 | REBAR THRD COUPLER 50 MM | 28 | Material | 7017_NOS | 7017_NOS | 1 |  | 15103_REINFORCEMENT STEEL |  |  |  | 636_C+SGST 18% I/P RD
45 | REBAR THRD REDR COUPLER 20 MM X 16 MM | 28 | Material | 7017_NOS | 7017_NOS | 1 |  | 15103_REINFORCEMENT STEEL |  |  |  | 636_C+SGST 18% I/P RD
46 | REBAR THRD REDR COUPLER 25 MM X 20 MM | 28 | Material | 7017_NOS | 7017_NOS | 1 |  | 15103_REINFORCEMENT STEEL |  |  |  | 636_C+SGST 18% I/P RD
47 | REBAR THRD REDR COUPLER 25 MM X 16 MM | 28 | Material | 7017_NOS | 7017_NOS | 1 |  | 15103_REINFORCEMENT STEEL |  |  |  | 636_C+SGST 18% I/P RD
48 | REBAR THRD REDR COUPLER 32 MM X 20 MM | 28 | Material | 7017_NOS | 7017_NOS | 1 |  | 15103_REINFORCEMENT STEEL |  |  |  | 636_C+SGST 18% I/P RD
49 | REBAR THRD REDR COUPLER 32 MM X 25 MM | 28 | Material | 7017_NOS | 7017_NOS | 1 |  | 15103_REINFORCEMENT STEEL |  |  |  | 636_C+SGST 18% I/P RD
50 | RMC | 0 | Group
51 | RMC M 10 | 50 | Material | 7008_CU.MTR. | 7008_CU.MTR. | 1 |  | 15104_RMC |  |  |  | 636_C+SGST 18% I/P RD
52 | RMC M 15 | 50 | Material | 7008_CU.MTR. | 7008_CU.MTR. | 1 |  | 15104_RMC |  |  |  | 636_C+SGST 18% I/P RD
53 | RMC M 20 | 50 | Material | 7008_CU.MTR. | 7008_CU.MTR. | 1 |  | 15104_RMC |  |  |  | 636_C+SGST 18% I/P RD
54 | RMC M 25 | 50 | Material | 7008_CU.MTR. | 7008_CU.MTR. | 1 |  | 15104_RMC |  |  |  | 636_C+SGST 18% I/P RD
55 | RMC M 30 | 50 | Material | 7008_CU.MTR. | 7008_CU.MTR. | 1 |  | 15104_RMC |  |  |  | 636_C+SGST 18% I/P RD
56 | RMC M 35 | 50 | Material | 7008_CU.MTR. | 7008_CU.MTR. | 1 |  | 15104_RMC |  |  |  | 636_C+SGST 18% I/P RD
57 | RMC M 40 | 50 | Material | 7008_CU.MTR. | 7008_CU.MTR. | 1 |  | 15104_RMC |  |  |  | 636_C+SGST 18% I/P RD
58 | RMC M 50 | 50 | Material | 7008_CU.MTR. | 7008_CU.MTR. | 1 |  | 15104_RMC |  |  |  | 636_C+SGST 18% I/P RD
59 | RCC COVER BLOCK | 0 | Group
60 | CONCRETE COVER BLOCK SINGLE CHAIR 12 MM | 59 | Material | 7017_NOS | 7017_NOS | 1 |  | 15105_RCC COVER BLOCK |  |  | 1.2 | 636_C+SGST 18% I/P RD
61 | CONCRETE COVER BLOCK SINGLE CHAIR 15 MM | 59 | Material | 7017_NOS | 7017_NOS | 1 |  | 15105_RCC COVER BLOCK |  |  | 1.2 | 636_C+SGST 18% I/P RD
62 | CONCRETE COVER BLOCK SINGLE CHAIR 30 MM | 59 | Material | 7017_NOS | 7017_NOS | 1 |  | 15105_RCC COVER BLOCK |  |  | 1.2 | 636_C+SGST 18% I/P RD
63 | CONCRETE COVER BLOCK SINGLE CHAIR 30 MM | 59 | Material | 7017_NOS | 7017_NOS | 1 |  | 15105_RCC COVER BLOCK |  |  | 1.2 | 636_C+SGST 18% I/P RD
64 | CONCRETE COVER BLOCK SINGLE CHAIR 40 MM | 59 | Material | 7017_NOS | 7017_NOS | 1 |  | 15105_RCC COVER BLOCK |  |  | 1.2 | 636_C+SGST 18% I/P RD
65 | CONCRETE COVER BLOCK SINGLE CHAIR 50 MM | 59 | Material | 7017_NOS | 7017_NOS | 1 |  | 15105_RCC COVER BLOCK |  |  | 1.2 | 636_C+SGST 18% I/P RD
66 | CONCRETE COVER BLOCK SINGLE CHAIR 75 MM | 59 | Material | 7017_NOS | 7017_NOS | 1 |  | 15105_RCC COVER BLOCK |  |  | 1.2 | 636_C+SGST 18% I/P RD
67 | CONCRETE COVER BLOCK SINGLE CHAIR 25 MM | 59 | Material | 7017_NOS | 7017_NOS | 1 |  | 15105_RCC COVER BLOCK |  |  | 1.2 | 636_C+SGST 18% I/P RD
68 | CONCRETE COVER BLOCK SINGLE CHAIR 40 MM | 59 | Material | 7017_NOS | 7017_NOS | 1 |  | 15105_RCC COVER BLOCK |  |  | 1.2 | 636_C+SGST 18% I/P RD
69 | CONCRETE COVER BLOCK SINGLE CHAIR 50 MM | 59 | Material | 7017_NOS | 7017_NOS | 1 |  | 15105_RCC COVER BLOCK |  |  | 1.2 | 636_C+SGST 18% I/P RD
70 | CONCRETE COVER BLOCK SINGLE CHAIR 25 MM | 59 | Material | 7017_NOS | 7017_NOS | 1 |  | 15105_RCC COVER BLOCK |  |  | 1.2 | 636_C+SGST 18% I/P RD
71 | CONCRETE COVER BLOCK SINGLE CHAIR 40 MM | 59 | Material | 7017_NOS | 7017_NOS | 1 |  | 15105_RCC COVER BLOCK |  |  | 1.2 | 636_C+SGST 18% I/P RD
72 | CONCRETE COVER BLOCK SINGLE CHAIR 50 MM | 59 | Material | 7017_NOS | 7017_NOS | 1 |  | 15105_RCC COVER BLOCK |  |  | 1.2 | 636_C+SGST 18% I/P RD
73 | CONCRETE COVER BLOCK ROUND 20 MM | 59 | Material | 7017_NOS | 7017_NOS | 1 |  | 15105_RCC COVER BLOCK |  |  | 1.2 | 636_C+SGST 18% I/P RD
74 | CONCRETE COVER BLOCK ROUND 25 MM | 59 | Material | 7017_NOS | 7017_NOS | 1 |  | 15105_RCC COVER BLOCK |  |  | 1.2 | 636_C+SGST 18% I/P RD
75 | CONCRETE COVER BLOCK ROUND 30 MM | 59 | Material | 7017_NOS | 7017_NOS | 1 |  | 15105_RCC COVER BLOCK |  |  | 1.2 | 636_C+SGST 18% I/P RD
76 | CONCRETE COVER BLOCK ROUND 35 MM | 59 | Material | 7017_NOS | 7017_NOS | 1 |  | 15105_RCC COVER BLOCK |  |  | 1.2 | 636_C+SGST 18% I/P RD
77 | CONCRETE COVER BLOCK ROUND 40 MM | 59 | Material | 7017_NOS | 7017_NOS | 1 |  | 15105_RCC COVER BLOCK |  |  | 1.2 | 636_C+SGST 18% I/P RD
78 | CONCRETE COVER BLOCK ROUND 50 MM | 59 | Material | 7017_NOS | 7017_NOS | 1 |  | 15105_RCC COVER BLOCK |  |  | 1.2 | 636_C+SGST 18% I/P RD
79 | CONCRETE COVER BLOCK ROUND 60 MM | 59 | Material | 7017_NOS | 7017_NOS | 1 |  | 15105_RCC COVER BLOCK |  |  | 1.2 | 636_C+SGST 18% I/P RD
80 | CONCRETE COVER BLOCK ROUND 75 MM | 59 | Material | 7017_NOS | 7017_NOS | 1 |  | 15105_RCC COVER BLOCK |  |  | 1.2 | 636_C+SGST 18% I/P RD
81 | CONCRETE COVER BLOCK ROUND 100 MM | 59 | Material | 7017_NOS | 7017_NOS | 1 |  | 15105_RCC COVER BLOCK |  |  | 1.2 | 636_C+SGST 18% I/P RD
82 | CONCRETE COVER BLOCK MULTI 20-25 MM | 59 | Material | 7017_NOS | 7017_NOS | 1 |  | 15105_RCC COVER BLOCK |  |  | 1.2 | 636_C+SGST 18% I/P RD
83 | CONCRETE COVER BLOCK MULTI 20-25 (M) MM | 59 | Material | 7017_NOS | 7017_NOS | 1 |  | 15105_RCC COVER BLOCK |  |  | 1.2 | 636_C+SGST 18% I/P RD
84 | CONCRETE COVER BLOCK MULTI 20-25X40-50 MM | 59 | Material | 7017_NOS | 7017_NOS | 1 |  | 15105_RCC COVER BLOCK |  |  | 1.2 | 636_C+SGST 18% I/P RD
85 | CONCRETE COVER BLOCK MULTI 20-25X30-40 MM | 59 | Material | 7017_NOS | 7017_NOS | 1 |  | 15105_RCC COVER BLOCK |  |  | 1.2 | 636_C+SGST 18% I/P RD
86 | CONCRETE COVER BLOCK MULTI 30X35X40 MM | 59 | Material | 7017_NOS | 7017_NOS | 1 |  | 15105_RCC COVER BLOCK |  |  | 1.2 | 636_C+SGST 18% I/P RD
87 | BRICKS/BLOCKS | 0 | Group
88 | RED BRICKS 100 MM | 87 | Material | 7017_NOS | 7017_NOS | 1 |  | 15106_BRICKS/BLOCKS |  |  | 7.25 | 635_C+SGST 12% I/P RD
89 | RED BRICKS 150 MM | 87 | Material | 7017_NOS | 7017_NOS | 1 |  | 15106_BRICKS/BLOCKS |  |  |  | 635_C+SGST 12% I/P RD
90 | FLY ASH BRICKS 100 MM | 87 | Material | 7017_NOS | 7017_NOS | 1 |  | 15106_BRICKS/BLOCKS |  |  |  | 635_C+SGST 12% I/P RD
91 | FLY ASH BRICKS 150 MM | 87 | Material | 7017_NOS | 7017_NOS | 1 |  | 15106_BRICKS/BLOCKS |  |  |  | 635_C+SGST 12% I/P RD
92 | CONCRETE BLOCK 200 X 100 X 400 MM | 87 | Material | 7017_NOS | 7017_NOS | 1 |  | 15106_BRICKS/BLOCKS |  |  |  | 636_C+SGST 18% I/P RD
93 | CONCRETE BLOCK 200 X 150 X 400 MM | 87 | Material | 7017_NOS | 7017_NOS | 1 |  | 15106_BRICKS/BLOCKS |  |  |  | 636_C+SGST 18% I/P RD
94 | AAC BLOCK 100 X 200 X 600 MM | 87 | Material | 7017_NOS | 7017_NOS | 1 |  | 15106_BRICKS/BLOCKS |  |  |  | 635_C+SGST 12% I/P RD
95 | AAC BLOCK 125 X 200 X 600 MM | 87 | Material | 7017_NOS | 7017_NOS | 1 |  | 15106_BRICKS/BLOCKS |  |  |  | 635_C+SGST 12% I/P RD
96 | AAC BLOCK 150 X 200 X 600 MM | 87 | Material | 7017_NOS | 7017_NOS | 1 |  | 15106_BRICKS/BLOCKS |  |  |  | 635_C+SGST 12% I/P RD
97 | AAC BLOCK 200 X 200 X 600 MM | 87 | Material | 7017_NOS | 7017_NOS | 1 |  | 15106_BRICKS/BLOCKS |  |  |  | 635_C+SGST 12% I/P RD
98 | AAC BLOCK 100 X 250 X 625 MM | 87 | Material | 7017_NOS | 7017_NOS | 1 |  | 15106_BRICKS/BLOCKS |  |  |  | 635_C+SGST 12% I/P RD
99 | AAC BLOCK 125 X 250 X 625 MM | 87 | Material | 7017_NOS | 7017_NOS | 1 |  | 15106_BRICKS/BLOCKS |  |  |  | 635_C+SGST 12% I/P RD
100 | AAC BLOCK 150 X 250 X 625 MM | 87 | Material | 7017_NOS | 7017_NOS | 1 |  | 15106_BRICKS/BLOCKS |  |  |  | 635_C+SGST 12% I/P RD
101 | AAC BLOCK 200 X 250 X 625 MM | 87 | Material | 7017_NOS | 7017_NOS | 1 |  | 15106_BRICKS/BLOCKS |  |  |  | 635_C+SGST 12% I/P RD
102 | AAC BLOCK FIXING ADHESIVE | 87 | Material | 7017_NOS | 7017_NOS | 1 |  | 15106_BRICKS/BLOCKS |  |  |  | 635_C+SGST 12% I/P RD
103 | RED BRICK BROKEN | 87 | Material | 7017_NOS | 7017_NOS | 1 |  | 15106_BRICKS/BLOCKS |  |  |  | 635_C+SGST 12% I/P RD
104 | AAC BLOCK BROKEN | 87 | Material | 7017_NOS | 7017_NOS | 1 |  | 15106_BRICKS/BLOCKS |  |  |  | 635_C+SGST 12% I/P RD
105 | CHEMICALS AND ADHESIVE | 0 | Group
106 | PLASTICIZER | 105 | Material | 7022_LTR. | 7049_ML. | 1000 |  | 15081_CHEMICALS AND ADHESIVE |  |  |  | 636_C+SGST 18% I/P RD
107 | CONCRETE ADHESIVE | 105 | Material | 7022_LTR. | 7049_ML. | 1000 |  | 15081_CHEMICALS AND ADHESIVE |  |  |  | 636_C+SGST 18% I/P RD
108 | PLASTER ADHESIVE | 105 | Material | 7022_LTR. | 7049_ML. | 1000 |  | 15081_CHEMICALS AND ADHESIVE |  |  |  | 636_C+SGST 18% I/P RD
109 | PLASTER ADHESIVE FIBER | 105 | Material | 7022_LTR. | 7049_ML. | 1000 |  | 15081_CHEMICALS AND ADHESIVE |  |  |  | 636_C+SGST 18% I/P RD
110 | PLASTER | 0 | Group
111 | GYPSUM | 110 | Material | 7006_KG. | 7006_KG. | 1 |  | 15107_PLASTER |  |  |  | 634_C+SGST 5% I/P RD
112 | GYPBOND | 110 | Material | 7006_KG. | 7006_KG. | 1 |  | 15107_PLASTER
113 | STUCCO | 110 | Material | 7006_KG. | 7006_KG. | 1 |  | 15107_PLASTER |  |  |  | 636_C+SGST 18% I/P RD
114 | SANLA | 110 | Material | 7006_KG. | 7006_KG. | 1 |  | 15107_PLASTER
115 | COARSE PUTTY | 110 | Material | 7006_KG. | 7006_KG. | 1 |  | 15107_PLASTER
116 | FINE PUTTY | 110 | Material | 7006_KG. | 7006_KG. | 1 |  | 15107_PLASTER
117 | WATERPROOF PUTTY | 110 | Material | 7006_KG. | 7006_KG. | 1 |  | 15107_PLASTER
118 | TEXTURE PLASTER | 110 | Material | 7006_KG. | 7006_KG. | 1 |  | 15107_PLASTER
119 | PREMIX PLASTER | 110 | Material | 7006_KG. | 7006_KG. | 1 |  | 15107_PLASTER
120 | FABRICATION MS | 0 | Group
121 | MS FLAT PATTI 12 X 3 MM | 120 | Material | 7006_KG. | 7006_KG. | 1 |  | 15108_FABRICATION MS |  |  |  | 636_C+SGST 18% I/P RD
122 | MS FLAT PATTI 12 X 5 MM | 120 | Material | 7006_KG. | 7006_KG. | 1 |  | 15108_FABRICATION MS |  |  |  | 636_C+SGST 18% I/P RD
123 | MS FLAT PATTI 18 X 4 MM | 120 | Material | 7006_KG. | 7006_KG. | 1 |  | 15108_FABRICATION MS |  |  |  | 636_C+SGST 18% I/P RD
124 | MS FLAT PATTI 20 X 3 MM | 120 | Material | 7006_KG. | 7006_KG. | 1 |  | 15108_FABRICATION MS |  |  |  | 636_C+SGST 18% I/P RD
125 | MS FLAT PATTI 20 X 5 MM | 120 | Material | 7006_KG. | 7006_KG. | 1 |  | 15108_FABRICATION MS |  |  |  | 636_C+SGST 18% I/P RD
126 | MS FLAT PATTI 20 X 6 MM | 120 | Material | 7006_KG. | 7006_KG. | 1 |  | 15108_FABRICATION MS |  |  |  | 636_C+SGST 18% I/P RD
127 | MS FLAT PATTI 25 X 3 MM | 120 | Material | 7006_KG. | 7006_KG. | 1 |  | 15108_FABRICATION MS |  |  |  | 636_C+SGST 18% I/P RD
128 | MS FLAT PATTI 25 X 5 MM | 120 | Material | 7006_KG. | 7006_KG. | 1 |  | 15108_FABRICATION MS |  |  |  | 636_C+SGST 18% I/P RD
129 | MS FLAT PATTI 25 X 6 MM | 120 | Material | 7006_KG. | 7006_KG. | 1 |  | 15108_FABRICATION MS |  |  |  | 636_C+SGST 18% I/P RD
130 | MS FLAT PATTI 25 X 8 MM | 120 | Material | 7006_KG. | 7006_KG. | 1 |  | 15108_FABRICATION MS |  |  |  | 636_C+SGST 18% I/P RD
131 | MS FLAT PATTI 25 X 10 MM | 120 | Material | 7006_KG. | 7006_KG. | 1 |  | 15108_FABRICATION MS |  |  |  | 636_C+SGST 18% I/P RD
132 | MS FLAT PATTI 25 X 12 MM | 120 | Material | 7006_KG. | 7006_KG. | 1 |  | 15108_FABRICATION MS |  |  |  | 636_C+SGST 18% I/P RD
133 | MS FLAT PATTI 32 X 3 MM | 120 | Material | 7006_KG. | 7006_KG. | 1 |  | 15108_FABRICATION MS |  |  |  | 636_C+SGST 18% I/P RD
134 | MS FLAT PATTI 32 X 5 MM | 120 | Material | 7006_KG. | 7006_KG. | 1 |  | 15108_FABRICATION MS |  |  |  | 636_C+SGST 18% I/P RD
135 | MS FLAT PATTI 32 X 6 MM | 120 | Material | 7006_KG. | 7006_KG. | 1 |  | 15108_FABRICATION MS |  |  |  | 636_C+SGST 18% I/P RD
136 | MS FLAT PATTI 32 X 8 MM | 120 | Material | 7006_KG. | 7006_KG. | 1 |  | 15108_FABRICATION MS |  |  |  | 636_C+SGST 18% I/P RD
137 | MS FLAT PATTI 32 X 10 MM | 120 | Material | 7006_KG. | 7006_KG. | 1 |  | 15108_FABRICATION MS |  |  |  | 636_C+SGST 18% I/P RD
138 | MS FLAT PATTI 32 X 12 MM | 120 | Material | 7006_KG. | 7006_KG. | 1 |  | 15108_FABRICATION MS |  |  |  | 636_C+SGST 18% I/P RD
139 | MS FLAT PATTI 32 X 16 MM | 120 | Material | 7006_KG. | 7006_KG. | 1 |  | 15108_FABRICATION MS |  |  |  | 636_C+SGST 18% I/P RD
140 | MS FLAT PATTI 40 X 3 MM | 120 | Material | 7006_KG. | 7006_KG. | 1 |  | 15108_FABRICATION MS |  |  |  | 636_C+SGST 18% I/P RD
141 | MS FLAT PATTI 40 X 5 MM | 120 | Material | 7006_KG. | 7006_KG. | 1 |  | 15108_FABRICATION MS |  |  |  | 636_C+SGST 18% I/P RD
142 | MS FLAT PATTI 40 X 6 MM | 120 | Material | 7006_KG. | 7006_KG. | 1 |  | 15108_FABRICATION MS |  |  |  | 636_C+SGST 18% I/P RD
143 | MS FLAT PATTI 40 X 8 MM | 120 | Material | 7006_KG. | 7006_KG. | 1 |  | 15108_FABRICATION MS |  |  |  | 636_C+SGST 18% I/P RD
144 | MS FLAT PATTI 40 X 10 MM | 120 | Material | 7006_KG. | 7006_KG. | 1 |  | 15108_FABRICATION MS |  |  |  | 636_C+SGST 18% I/P RD
145 | MS FLAT PATTI 40 X 12 MM | 120 | Material | 7006_KG. | 7006_KG. | 1 |  | 15108_FABRICATION MS |  |  |  | 636_C+SGST 18% I/P RD
146 | MS FLAT PATTI 40 X 16 MM | 120 | Material | 7006_KG. | 7006_KG. | 1 |  | 15108_FABRICATION MS |  |  |  | 636_C+SGST 18% I/P RD
147 | MS FLAT PATTI 40 X 20 MM | 120 | Material | 7006_KG. | 7006_KG. | 1 |  | 15108_FABRICATION MS |  |  |  | 636_C+SGST 18% I/P RD
148 | MS FLAT PATTI 40 X 25 MM | 120 | Material | 7006_KG. | 7006_KG. | 1 |  | 15108_FABRICATION MS |  |  |  | 636_C+SGST 18% I/P RD
149 | MS FLAT PATTI 40 X 32 MM | 120 | Material | 7006_KG. | 7006_KG. | 1 |  | 15108_FABRICATION MS |  |  |  | 636_C+SGST 18% I/P RD
150 | MS FLAT PATTI 50 X 3 MM | 120 | Material | 7006_KG. | 7006_KG. | 1 |  | 15108_FABRICATION MS |  |  |  | 636_C+SGST 18% I/P RD
151 | MS FLAT PATTI 50 X 5 MM | 120 | Material | 7006_KG. | 7006_KG. | 1 |  | 15108_FABRICATION MS |  |  |  | 636_C+SGST 18% I/P RD
152 | MS FLAT PATTI 50 X 6 MM | 120 | Material | 7006_KG. | 7006_KG. | 1 |  | 15108_FABRICATION MS |  |  |  | 636_C+SGST 18% I/P RD
153 | MS FLAT PATTI 50 X 8 MM | 120 | Material | 7006_KG. | 7006_KG. | 1 |  | 15108_FABRICATION MS |  |  |  | 636_C+SGST 18% I/P RD
154 | MS FLAT PATTI 50 X 10 MM | 120 | Material | 7006_KG. | 7006_KG. | 1 |  | 15108_FABRICATION MS |  |  |  | 636_C+SGST 18% I/P RD
155 | MS FLAT PATTI 50 X 12 MM | 120 | Material | 7006_KG. | 7006_KG. | 1 |  | 15108_FABRICATION MS |  |  |  | 636_C+SGST 18% I/P RD
156 | MS FLAT PATTI 50 X 16 MM | 120 | Material | 7006_KG. | 7006_KG. | 1 |  | 15108_FABRICATION MS |  |  |  | 636_C+SGST 18% I/P RD
157 | MS FLAT PATTI 50 X 20 MM | 120 | Material | 7006_KG. | 7006_KG. | 1 |  | 15108_FABRICATION MS |  |  |  | 636_C+SGST 18% I/P RD
158 | MS FLAT PATTI 50 X 25 MM | 120 | Material | 7006_KG. | 7006_KG. | 1 |  | 15108_FABRICATION MS |  |  |  | 636_C+SGST 18% I/P RD
159 | MS FLAT PATTI 50 X 40 MM | 120 | Material | 7006_KG. | 7006_KG. | 1 |  | 15108_FABRICATION MS |  |  |  | 636_C+SGST 18% I/P RD
160 | MS FLAT PATTI 65 X 6 MM | 120 | Material | 7006_KG. | 7006_KG. | 1 |  | 15108_FABRICATION MS |  |  |  | 636_C+SGST 18% I/P RD
161 | MS FLAT PATTI 65 X 8 MM | 120 | Material | 7006_KG. | 7006_KG. | 1 |  | 15108_FABRICATION MS |  |  |  | 636_C+SGST 18% I/P RD
162 | MS FLAT PATTI 65 X 10 MM | 120 | Material | 7006_KG. | 7006_KG. | 1 |  | 15108_FABRICATION MS |  |  |  | 636_C+SGST 18% I/P RD
163 | MS FLAT PATTI 65 X 12 MM | 120 | Material | 7006_KG. | 7006_KG. | 1 |  | 15108_FABRICATION MS |  |  |  | 636_C+SGST 18% I/P RD
164 | MS FLAT PATTI 65 X 16 MM | 120 | Material | 7006_KG. | 7006_KG. | 1 |  | 15108_FABRICATION MS |  |  |  | 636_C+SGST 18% I/P RD
165 | MS FLAT PATTI 65 X 20 MM | 120 | Material | 7006_KG. | 7006_KG. | 1 |  | 15108_FABRICATION MS |  |  |  | 636_C+SGST 18% I/P RD
166 | MS FLAT PATTI 65 X 25 MM | 120 | Material | 7006_KG. | 7006_KG. | 1 |  | 15108_FABRICATION MS |  |  |  | 636_C+SGST 18% I/P RD
167 | MS FLAT PATTI 65 X 40 MM | 120 | Material | 7006_KG. | 7006_KG. | 1 |  | 15108_FABRICATION MS |  |  |  | 636_C+SGST 18% I/P RD
168 | MS FLAT PATTI 75 X 6 MM | 120 | Material | 7006_KG. | 7006_KG. | 1 |  | 15108_FABRICATION MS |  |  |  | 636_C+SGST 18% I/P RD
169 | MS FLAT PATTI 75 X 8 MM | 120 | Material | 7006_KG. | 7006_KG. | 1 |  | 15108_FABRICATION MS |  |  |  | 636_C+SGST 18% I/P RD
170 | MS FLAT PATTI 75 X 10 MM | 120 | Material | 7006_KG. | 7006_KG. | 1 |  | 15108_FABRICATION MS |  |  |  | 636_C+SGST 18% I/P RD
171 | MS FLAT PATTI 75 X 12 MM | 120 | Material | 7006_KG. | 7006_KG. | 1 |  | 15108_FABRICATION MS |  |  |  | 636_C+SGST 18% I/P RD
172 | MS FLAT PATTI 75 X 16 MM | 120 | Material | 7006_KG. | 7006_KG. | 1 |  | 15108_FABRICATION MS |  |  |  | 636_C+SGST 18% I/P RD
173 | MS FLAT PATTI 75 X 20 MM | 120 | Material | 7006_KG. | 7006_KG. | 1 |  | 15108_FABRICATION MS |  |  |  | 636_C+SGST 18% I/P RD
174 | MS FLAT PATTI 75 X 25 MM | 120 | Material | 7006_KG. | 7006_KG. | 1 |  | 15108_FABRICATION MS |  |  |  | 636_C+SGST 18% I/P RD
175 | MS FLAT PATTI 75 X 40 MM | 120 | Material | 7006_KG. | 7006_KG. | 1 |  | 15108_FABRICATION MS |  |  |  | 636_C+SGST 18% I/P RD
176 | MS FLAT PATTI 100 X 6 MM | 120 | Material | 7006_KG. | 7006_KG. | 1 |  | 15108_FABRICATION MS |  |  |  | 636_C+SGST 18% I/P RD
177 | MS FLAT PATTI 100 X 8 MM | 120 | Material | 7006_KG. | 7006_KG. | 1 |  | 15108_FABRICATION MS |  |  |  | 636_C+SGST 18% I/P RD
178 | MS FLAT PATTI 100 X 10 MM | 120 | Material | 7006_KG. | 7006_KG. | 1 |  | 15108_FABRICATION MS |  |  |  | 636_C+SGST 18% I/P RD
179 | MS FLAT PATTI 100 X 12 MM | 120 | Material | 7006_KG. | 7006_KG. | 1 |  | 15108_FABRICATION MS |  |  |  | 636_C+SGST 18% I/P RD
180 | MS FLAT PATTI 100 X 16 MM | 120 | Material | 7006_KG. | 7006_KG. | 1 |  | 15108_FABRICATION MS |  |  |  | 636_C+SGST 18% I/P RD
181 | MS FLAT PATTI 100 X 20 MM | 120 | Material | 7006_KG. | 7006_KG. | 1 |  | 15108_FABRICATION MS |  |  |  | 636_C+SGST 18% I/P RD
182 | MS FLAT PATTI 100 X 25 MM | 120 | Material | 7006_KG. | 7006_KG. | 1 |  | 15108_FABRICATION MS |  |  |  | 636_C+SGST 18% I/P RD
183 | MS FLAT PATTI 100 X 32 MM | 120 | Material | 7006_KG. | 7006_KG. | 1 |  | 15108_FABRICATION MS |  |  |  | 636_C+SGST 18% I/P RD
184 | MS FLAT PATTI 100 X 40 MM | 120 | Material | 7006_KG. | 7006_KG. | 1 |  | 15108_FABRICATION MS |  |  |  | 636_C+SGST 18% I/P RD
185 | MS FLAT PATTI 125 X 6 MM | 120 | Material | 7006_KG. | 7006_KG. | 1 |  | 15108_FABRICATION MS |  |  |  | 636_C+SGST 18% I/P RD
186 | MS FLAT PATTI 125 X 8 MM | 120 | Material | 7006_KG. | 7006_KG. | 1 |  | 15108_FABRICATION MS |  |  |  | 636_C+SGST 18% I/P RD
187 | MS FLAT PATTI 125 X 10 MM | 120 | Material | 7006_KG. | 7006_KG. | 1 |  | 15108_FABRICATION MS |  |  |  | 636_C+SGST 18% I/P RD
188 | MS FLAT PATTI 125 X 12 MM | 120 | Material | 7006_KG. | 7006_KG. | 1 |  | 15108_FABRICATION MS |  |  |  | 636_C+SGST 18% I/P RD
189 | MS FLAT PATTI 125 X 16 MM | 120 | Material | 7006_KG. | 7006_KG. | 1 |  | 15108_FABRICATION MS |  |  |  | 636_C+SGST 18% I/P RD
190 | MS FLAT PATTI 125 X 20 MM | 120 | Material | 7006_KG. | 7006_KG. | 1 |  | 15108_FABRICATION MS |  |  |  | 636_C+SGST 18% I/P RD
191 | MS FLAT PATTI 125 X 25 MM | 120 | Material | 7006_KG. | 7006_KG. | 1 |  | 15108_FABRICATION MS |  |  |  | 636_C+SGST 18% I/P RD
192 | MS FLAT PATTI 125 X 32 MM | 120 | Material | 7006_KG. | 7006_KG. | 1 |  | 15108_FABRICATION MS |  |  |  | 636_C+SGST 18% I/P RD
193 | MS FLAT PATTI 150 X 6 MM | 120 | Material | 7006_KG. | 7006_KG. | 1 |  | 15108_FABRICATION MS |  |  |  | 636_C+SGST 18% I/P RD
194 | MS FLAT PATTI 150 X 8 MM | 120 | Material | 7006_KG. | 7006_KG. | 1 |  | 15108_FABRICATION MS |  |  |  | 636_C+SGST 18% I/P RD
195 | MS FLAT PATTI 150 X 10 MM | 120 | Material | 7006_KG. | 7006_KG. | 1 |  | 15108_FABRICATION MS |  |  |  | 636_C+SGST 18% I/P RD
196 | MS FLAT PATTI 150 X 12 MM | 120 | Material | 7006_KG. | 7006_KG. | 1 |  | 15108_FABRICATION MS |  |  |  | 636_C+SGST 18% I/P RD
197 | MS FLAT PATTI 150 X 16 MM | 120 | Material | 7006_KG. | 7006_KG. | 1 |  | 15108_FABRICATION MS |  |  |  | 636_C+SGST 18% I/P RD
198 | MS FLAT PATTI 150 X 20 MM | 120 | Material | 7006_KG. | 7006_KG. | 1 |  | 15108_FABRICATION MS |  |  |  | 636_C+SGST 18% I/P RD
199 | MS FLAT PATTI 150 X 25 MM | 120 | Material | 7006_KG. | 7006_KG. | 1 |  | 15108_FABRICATION MS |  |  |  | 636_C+SGST 18% I/P RD
200 | MS FLAT PATTI 150 X 32 MM | 120 | Material | 7006_KG. | 7006_KG. | 1 |  | 15108_FABRICATION MS |  |  |  | 636_C+SGST 18% I/P RD
201 | MS FLAT PATTI 150 X 40 MM | 120 | Material | 7006_KG. | 7006_KG. | 1 |  | 15108_FABRICATION MS |  |  |  | 636_C+SGST 18% I/P RD
202 | MS FLAT PATTI 200 X 6 MM | 120 | Material | 7006_KG. | 7006_KG. | 1 |  | 15108_FABRICATION MS |  |  |  | 636_C+SGST 18% I/P RD
203 | MS FLAT PATTI 200 X 8 MM | 120 | Material | 7006_KG. | 7006_KG. | 1 |  | 15108_FABRICATION MS |  |  |  | 636_C+SGST 18% I/P RD
204 | MS FLAT PATTI 200 X 10 MM | 120 | Material | 7006_KG. | 7006_KG. | 1 |  | 15108_FABRICATION MS |  |  |  | 636_C+SGST 18% I/P RD
205 | MS FLAT PATTI 200 X 12 MM | 120 | Material | 7006_KG. | 7006_KG. | 1 |  | 15108_FABRICATION MS |  |  |  | 636_C+SGST 18% I/P RD
206 | MS FLAT PATTI 200 X 16 MM | 120 | Material | 7006_KG. | 7006_KG. | 1 |  | 15108_FABRICATION MS |  |  |  | 636_C+SGST 18% I/P RD
207 | MS FLAT PATTI 200 X 20 MM | 120 | Material | 7006_KG. | 7006_KG. | 1 |  | 15108_FABRICATION MS |  |  |  | 636_C+SGST 18% I/P RD
208 | MS FLAT PATTI 200 X 25 MM | 120 | Material | 7006_KG. | 7006_KG. | 1 |  | 15108_FABRICATION MS |  |  |  | 636_C+SGST 18% I/P RD
209 | MS FLAT PATTI 250 X 6 MM | 120 | Material | 7006_KG. | 7006_KG. | 1 |  | 15108_FABRICATION MS |  |  |  | 636_C+SGST 18% I/P RD
210 | MS FLAT PATTI 250 X 8 MM | 120 | Material | 7006_KG. | 7006_KG. | 1 |  | 15108_FABRICATION MS |  |  |  | 636_C+SGST 18% I/P RD
211 | MS FLAT PATTI 250 X 10 MM | 120 | Material | 7006_KG. | 7006_KG. | 1 |  | 15108_FABRICATION MS |  |  |  | 636_C+SGST 18% I/P RD
212 | MS FLAT PATTI 250 X 12 MM | 120 | Material | 7006_KG. | 7006_KG. | 1 |  | 15108_FABRICATION MS |  |  |  | 636_C+SGST 18% I/P RD
213 | MS FLAT PATTI 250 X 16 MM | 120 | Material | 7006_KG. | 7006_KG. | 1 |  | 15108_FABRICATION MS |  |  |  | 636_C+SGST 18% I/P RD
214 | MS FLAT PATTI 250 X 20 MM | 120 | Material | 7006_KG. | 7006_KG. | 1 |  | 15108_FABRICATION MS |  |  |  | 636_C+SGST 18% I/P RD
215 | MS FLAT PATTI 250 X 25 MM | 120 | Material | 7006_KG. | 7006_KG. | 1 |  | 15108_FABRICATION MS |  |  |  | 636_C+SGST 18% I/P RD
216 | MS FLAT PATTI 300 X 6 MM | 120 | Material | 7006_KG. | 7006_KG. | 1 |  | 15108_FABRICATION MS |  |  |  | 636_C+SGST 18% I/P RD
217 | MS FLAT PATTI 300 X 8 MM | 120 | Material | 7006_KG. | 7006_KG. | 1 |  | 15108_FABRICATION MS |  |  |  | 636_C+SGST 18% I/P RD
218 | MS FLAT PATTI 300 X 10 MM | 120 | Material | 7006_KG. | 7006_KG. | 1 |  | 15108_FABRICATION MS |  |  |  | 636_C+SGST 18% I/P RD
219 | MS FLAT PATTI 300 X 12 MM | 120 | Material | 7006_KG. | 7006_KG. | 1 |  | 15108_FABRICATION MS |  |  |  | 636_C+SGST 18% I/P RD
220 | MS FLAT PATTI 300 X 16 MM | 120 | Material | 7006_KG. | 7006_KG. | 1 |  | 15108_FABRICATION MS |  |  |  | 636_C+SGST 18% I/P RD
221 | MS FLAT PATTI 300 X 20 MM | 120 | Material | 7006_KG. | 7006_KG. | 1 |  | 15108_FABRICATION MS |  |  |  | 636_C+SGST 18% I/P RD
222 | MS FLAT PATTI 300 X 25 MM | 120 | Material | 7006_KG. | 7006_KG. | 1 |  | 15108_FABRICATION MS |  |  |  | 636_C+SGST 18% I/P RD
223 | MS ANGLE 20 X 20 X 3 MM | 120 | Material | 7006_KG. | 7006_KG. | 1 |  | 15108_FABRICATION MS |  |  |  | 636_C+SGST 18% I/P RD
224 | MS ANGLE 20 X 20 X 4 MM | 120 | Material | 7006_KG. | 7006_KG. | 1 |  | 15108_FABRICATION MS |  |  |  | 636_C+SGST 18% I/P RD
225 | MS ANGLE 25 X 25 X 2 MM | 120 | Material | 7006_KG. | 7006_KG. | 1 |  | 15108_FABRICATION MS |  |  |  | 636_C+SGST 18% I/P RD
226 | MS ANGLE 25 X 25 X 3 MM | 120 | Material | 7006_KG. | 7006_KG. | 1 |  | 15108_FABRICATION MS |  |  |  | 636_C+SGST 18% I/P RD
227 | MS ANGLE 25 X 25 X 4 MM | 120 | Material | 7006_KG. | 7006_KG. | 1 |  | 15108_FABRICATION MS |  |  |  | 636_C+SGST 18% I/P RD
228 | MS ANGLE 25 X 25 X 5 MM | 120 | Material | 7006_KG. | 7006_KG. | 1 |  | 15108_FABRICATION MS |  |  |  | 636_C+SGST 18% I/P RD
229 | MS ANGLE 30 X 30 X 3 MM | 120 | Material | 7006_KG. | 7006_KG. | 1 |  | 15108_FABRICATION MS |  |  |  | 636_C+SGST 18% I/P RD
230 | MS ANGLE 30 X 30 X 4 MM | 120 | Material | 7006_KG. | 7006_KG. | 1 |  | 15108_FABRICATION MS |  |  |  | 636_C+SGST 18% I/P RD
231 | MS ANGLE 30 X 30 X 5 MM | 120 | Material | 7006_KG. | 7006_KG. | 1 |  | 15108_FABRICATION MS |  |  |  | 636_C+SGST 18% I/P RD
232 | MS ANGLE 35 X 35 X 3 MM | 120 | Material | 7006_KG. | 7006_KG. | 1 |  | 15108_FABRICATION MS |  |  |  | 636_C+SGST 18% I/P RD
233 | MS ANGLE 35 X 35 X 4 MM | 120 | Material | 7006_KG. | 7006_KG. | 1 |  | 15108_FABRICATION MS |  |  |  | 636_C+SGST 18% I/P RD
234 | MS ANGLE 35 X 35 X 5 MM | 120 | Material | 7006_KG. | 7006_KG. | 1 |  | 15108_FABRICATION MS |  |  |  | 636_C+SGST 18% I/P RD
235 | MS ANGLE 35 X 35 X 6 MM | 120 | Material | 7006_KG. | 7006_KG. | 1 |  | 15108_FABRICATION MS |  |  |  | 636_C+SGST 18% I/P RD
236 | MS ANGLE 37 X 37 X 3 MM | 120 | Material | 7006_KG. | 7006_KG. | 1 |  | 15108_FABRICATION MS |  |  |  | 636_C+SGST 18% I/P RD
237 | MS ANGLE 40 X 40 X 3 MM | 120 | Material | 7006_KG. | 7006_KG. | 1 |  | 15108_FABRICATION MS |  |  |  | 636_C+SGST 18% I/P RD
238 | MS ANGLE 40 X 40 X 4 MM | 120 | Material | 7006_KG. | 7006_KG. | 1 |  | 15108_FABRICATION MS |  |  |  | 636_C+SGST 18% I/P RD
239 | MS ANGLE 40 X 40 X 5 MM | 120 | Material | 7006_KG. | 7006_KG. | 1 |  | 15108_FABRICATION MS |  |  |  | 636_C+SGST 18% I/P RD
240 | MS ANGLE 40 X 40 X 6 MM | 120 | Material | 7006_KG. | 7006_KG. | 1 |  | 15108_FABRICATION MS |  |  |  | 636_C+SGST 18% I/P RD
241 | MS ANGLE 50 X 50 X 3 MM | 120 | Material | 7006_KG. | 7006_KG. | 1 |  | 15108_FABRICATION MS |  |  |  | 636_C+SGST 18% I/P RD
242 | MS ANGLE 50 X 50 X 4 MM | 120 | Material | 7006_KG. | 7006_KG. | 1 |  | 15108_FABRICATION MS |  |  |  | 636_C+SGST 18% I/P RD
243 | MS ANGLE 50 X 50 X 5 MM | 120 | Material | 7006_KG. | 7006_KG. | 1 |  | 15108_FABRICATION MS |  |  |  | 636_C+SGST 18% I/P RD
244 | MS ANGLE 50 X 50 X 6 MM | 120 | Material | 7006_KG. | 7006_KG. | 1 |  | 15108_FABRICATION MS |  |  |  | 636_C+SGST 18% I/P RD
245 | MS ANGLE 60 X 60 X 5 MM | 120 | Material | 7006_KG. | 7006_KG. | 1 |  | 15108_FABRICATION MS |  |  |  | 636_C+SGST 18% I/P RD
246 | MS ANGLE 60 X 60 X 6 MM | 120 | Material | 7006_KG. | 7006_KG. | 1 |  | 15108_FABRICATION MS |  |  |  | 636_C+SGST 18% I/P RD
247 | MS ANGLE 60 X 60 X 8 MM | 120 | Material | 7006_KG. | 7006_KG. | 1 |  | 15108_FABRICATION MS |  |  |  | 636_C+SGST 18% I/P RD
248 | MS ANGLE 60 X 60 X 10 MM | 120 | Material | 7006_KG. | 7006_KG. | 1 |  | 15108_FABRICATION MS |  |  |  | 636_C+SGST 18% I/P RD
249 | MS ANGLE 65 X 65 X 5 MM | 120 | Material | 7006_KG. | 7006_KG. | 1 |  | 15108_FABRICATION MS |  |  |  | 636_C+SGST 18% I/P RD
250 | MS ANGLE 65 X 65 X 6 MM | 120 | Material | 7006_KG. | 7006_KG. | 1 |  | 15108_FABRICATION MS |  |  |  | 636_C+SGST 18% I/P RD
251 | MS ANGLE 65 X 65 X 8 MM | 120 | Material | 7006_KG. | 7006_KG. | 1 |  | 15108_FABRICATION MS |  |  |  | 636_C+SGST 18% I/P RD
252 | MS ANGLE 65 X 65 X 10 MM | 120 | Material | 7006_KG. | 7006_KG. | 1 |  | 15108_FABRICATION MS |  |  |  | 636_C+SGST 18% I/P RD
253 | MS ANGLE 75 X 75 X 5 MM | 120 | Material | 7006_KG. | 7006_KG. | 1 |  | 15108_FABRICATION MS |  |  |  | 636_C+SGST 18% I/P RD
254 | MS ANGLE 75 X 75 X 6 MM | 120 | Material | 7006_KG. | 7006_KG. | 1 |  | 15108_FABRICATION MS |  |  |  | 636_C+SGST 18% I/P RD
255 | MS ANGLE 75 X 75 X 8 MM | 120 | Material | 7006_KG. | 7006_KG. | 1 |  | 15108_FABRICATION MS |  |  |  | 636_C+SGST 18% I/P RD
256 | MS ANGLE 75 X 75 X 10 MM | 120 | Material | 7006_KG. | 7006_KG. | 1 |  | 15108_FABRICATION MS |  |  |  | 636_C+SGST 18% I/P RD
257 | MS ANGLE 80 X 80 X 6 MM | 120 | Material | 7006_KG. | 7006_KG. | 1 |  | 15108_FABRICATION MS |  |  |  | 636_C+SGST 18% I/P RD
258 | MS ANGLE 80 X 80 X 8 MM | 120 | Material | 7006_KG. | 7006_KG. | 1 |  | 15108_FABRICATION MS |  |  |  | 636_C+SGST 18% I/P RD
259 | MS ANGLE 80 X 80 X 10 MM | 120 | Material | 7006_KG. | 7006_KG. | 1 |  | 15108_FABRICATION MS |  |  |  | 636_C+SGST 18% I/P RD
260 | MS ANGLE 80 X 80 X 12 MM | 120 | Material | 7006_KG. | 7006_KG. | 1 |  | 15108_FABRICATION MS |  |  |  | 636_C+SGST 18% I/P RD
261 | MS ANGLE 90 X 90 X 6 MM | 120 | Material | 7006_KG. | 7006_KG. | 1 |  | 15108_FABRICATION MS |  |  |  | 636_C+SGST 18% I/P RD
262 | MS ANGLE 90 X 90 X 8 MM | 120 | Material | 7006_KG. | 7006_KG. | 1 |  | 15108_FABRICATION MS |  |  |  | 636_C+SGST 18% I/P RD
263 | MS ANGLE 90 X 90 X 10 MM | 120 | Material | 7006_KG. | 7006_KG. | 1 |  | 15108_FABRICATION MS |  |  |  | 636_C+SGST 18% I/P RD
264 | MS ANGLE 100 X 100 X 6 MM | 120 | Material | 7006_KG. | 7006_KG. | 1 |  | 15108_FABRICATION MS |  |  |  | 636_C+SGST 18% I/P RD
265 | MS ANGLE 100 X 100 X 8 MM | 120 | Material | 7006_KG. | 7006_KG. | 1 |  | 15108_FABRICATION MS |  |  |  | 636_C+SGST 18% I/P RD
266 | MS ANGLE 100 X 100 X 10 MM | 120 | Material | 7006_KG. | 7006_KG. | 1 |  | 15108_FABRICATION MS |  |  |  | 636_C+SGST 18% I/P RD
267 | MS ANGLE 100 X 100 X 12 MM | 120 | Material | 7006_KG. | 7006_KG. | 1 |  | 15108_FABRICATION MS |  |  |  | 636_C+SGST 18% I/P RD
268 | MS ANGLE 110 X 110 X 8 MM | 120 | Material | 7006_KG. | 7006_KG. | 1 |  | 15108_FABRICATION MS |  |  |  | 636_C+SGST 18% I/P RD
269 | MS ANGLE 110 X 110 X 10 MM | 120 | Material | 7006_KG. | 7006_KG. | 1 |  | 15108_FABRICATION MS |  |  |  | 636_C+SGST 18% I/P RD
270 | MS ANGLE 110 X 110 X 12 MM | 120 | Material | 7006_KG. | 7006_KG. | 1 |  | 15108_FABRICATION MS |  |  |  | 636_C+SGST 18% I/P RD
271 | MS ANGLE 130 X 130 X 8 MM | 120 | Material | 7006_KG. | 7006_KG. | 1 |  | 15108_FABRICATION MS |  |  |  | 636_C+SGST 18% I/P RD
272 | MS ANGLE 130 X 130 X 10 MM | 120 | Material | 7006_KG. | 7006_KG. | 1 |  | 15108_FABRICATION MS |  |  |  | 636_C+SGST 18% I/P RD
273 | MS ANGLE 130 X 130 X 12 MM | 120 | Material | 7006_KG. | 7006_KG. | 1 |  | 15108_FABRICATION MS |  |  |  | 636_C+SGST 18% I/P RD
274 | MS ANGLE 150 X 150 X 10 MM | 120 | Material | 7006_KG. | 7006_KG. | 1 |  | 15108_FABRICATION MS |  |  |  | 636_C+SGST 18% I/P RD
275 | MS ANGLE 150 X 150 X 12 MM | 120 | Material | 7006_KG. | 7006_KG. | 1 |  | 15108_FABRICATION MS |  |  |  | 636_C+SGST 18% I/P RD
276 | MS ANGLE 150 X 150 X 16 MM | 120 | Material | 7006_KG. | 7006_KG. | 1 |  | 15108_FABRICATION MS |  |  |  | 636_C+SGST 18% I/P RD
277 | MS ANGLE 150 X 150 X 20 MM | 120 | Material | 7006_KG. | 7006_KG. | 1 |  | 15108_FABRICATION MS |  |  |  | 636_C+SGST 18% I/P RD
278 | MS ANGLE 200 X 200 X 12 MM | 120 | Material | 7006_KG. | 7006_KG. | 1 |  | 15108_FABRICATION MS |  |  |  | 636_C+SGST 18% I/P RD
279 | MS ANGLE 200 X 200 X 16 MM | 120 | Material | 7006_KG. | 7006_KG. | 1 |  | 15108_FABRICATION MS |  |  |  | 636_C+SGST 18% I/P RD
280 | MS ANGLE 200 X 200 X 20 MM | 120 | Material | 7006_KG. | 7006_KG. | 1 |  | 15108_FABRICATION MS |  |  |  | 636_C+SGST 18% I/P RD
281 | MS SOLID ROUND BAR 6 MM | 120 | Material | 7006_KG. | 7006_KG. | 1 |  | 15108_FABRICATION MS |  |  |  | 636_C+SGST 18% I/P RD
282 | MS SOLID ROUND BAR 8 MM | 120 | Material | 7006_KG. | 7006_KG. | 1 |  | 15108_FABRICATION MS |  |  |  | 636_C+SGST 18% I/P RD
283 | MS SOLID ROUND BAR 10 MM | 120 | Material | 7006_KG. | 7006_KG. | 1 |  | 15108_FABRICATION MS |  |  |  | 636_C+SGST 18% I/P RD
284 | MS SOLID ROUND BAR 12 MM | 120 | Material | 7006_KG. | 7006_KG. | 1 |  | 15108_FABRICATION MS |  |  |  | 636_C+SGST 18% I/P RD
285 | MS SOLID ROUND BAR 16 MM | 120 | Material | 7006_KG. | 7006_KG. | 1 |  | 15108_FABRICATION MS |  |  |  | 636_C+SGST 18% I/P RD
286 | MS SOLID ROUND BAR 20 MM | 120 | Material | 7006_KG. | 7006_KG. | 1 |  | 15108_FABRICATION MS |  |  |  | 636_C+SGST 18% I/P RD
287 | MS SOLID ROUND BAR 25 MM | 120 | Material | 7006_KG. | 7006_KG. | 1 |  | 15108_FABRICATION MS |  |  |  | 636_C+SGST 18% I/P RD
288 | MS SOLID ROUND BAR 32 MM | 120 | Material | 7006_KG. | 7006_KG. | 1 |  | 15108_FABRICATION MS |  |  |  | 636_C+SGST 18% I/P RD
289 | MS SOLID ROUND BAR 36 MM | 120 | Material | 7006_KG. | 7006_KG. | 1 |  | 15108_FABRICATION MS |  |  |  | 636_C+SGST 18% I/P RD
290 | MS SOLID ROUND BAR 40 MM | 120 | Material | 7006_KG. | 7006_KG. | 1 |  | 15108_FABRICATION MS |  |  |  | 636_C+SGST 18% I/P RD
291 | MS SOLID ROUND BAR 45 MM | 120 | Material | 7006_KG. | 7006_KG. | 1 |  | 15108_FABRICATION MS |  |  |  | 636_C+SGST 18% I/P RD
292 | MS SOLID ROUND BAR 50 MM | 120 | Material | 7006_KG. | 7006_KG. | 1 |  | 15108_FABRICATION MS |  |  |  | 636_C+SGST 18% I/P RD
293 | MS SOLID ROUND BAR 53 MM | 120 | Material | 7006_KG. | 7006_KG. | 1 |  | 15108_FABRICATION MS |  |  |  | 636_C+SGST 18% I/P RD
294 | MS SOLID ROUND BAR 56 MM | 120 | Material | 7006_KG. | 7006_KG. | 1 |  | 15108_FABRICATION MS |  |  |  | 636_C+SGST 18% I/P RD
295 | MS SOLID ROUND BAR 60 MM | 120 | Material | 7006_KG. | 7006_KG. | 1 |  | 15108_FABRICATION MS |  |  |  | 636_C+SGST 18% I/P RD
296 | MS SOLID ROUND BAR 63 MM | 120 | Material | 7006_KG. | 7006_KG. | 1 |  | 15108_FABRICATION MS |  |  |  | 636_C+SGST 18% I/P RD
297 | MS SOLID ROUND BAR 70 MM | 120 | Material | 7006_KG. | 7006_KG. | 1 |  | 15108_FABRICATION MS |  |  |  | 636_C+SGST 18% I/P RD
298 | MS SOLID ROUND BAR 75 MM | 120 | Material | 7006_KG. | 7006_KG. | 1 |  | 15108_FABRICATION MS |  |  |  | 636_C+SGST 18% I/P RD
299 | MS SOLID ROUND BAR 80 MM | 120 | Material | 7006_KG. | 7006_KG. | 1 |  | 15108_FABRICATION MS |  |  |  | 636_C+SGST 18% I/P RD
300 | MS SOLID ROUND BAR 100 MM | 120 | Material | 7006_KG. | 7006_KG. | 1 |  | 15108_FABRICATION MS |  |  |  | 636_C+SGST 18% I/P RD
301 | MS SOLID ROUND BAR 110 MM | 120 | Material | 7006_KG. | 7006_KG. | 1 |  | 15108_FABRICATION MS |  |  |  | 636_C+SGST 18% I/P RD
302 | MS SOLID ROUND BAR 125 MM | 120 | Material | 7006_KG. | 7006_KG. | 1 |  | 15108_FABRICATION MS |  |  |  | 636_C+SGST 18% I/P RD
303 | MS SOLID SQUARE BAR 8 x 8 MM | 120 | Material | 7006_KG. | 7006_KG. | 1 |  | 15108_FABRICATION MS |  |  |  | 636_C+SGST 18% I/P RD
304 | MS SOLID SQUARE BAR 9 x 9 MM | 120 | Material | 7006_KG. | 7006_KG. | 1 |  | 15108_FABRICATION MS |  |  |  | 636_C+SGST 18% I/P RD
305 | MS SOLID SQUARE BAR 10 x 10 MM | 120 | Material | 7006_KG. | 7006_KG. | 1 |  | 15108_FABRICATION MS |  |  |  | 636_C+SGST 18% I/P RD
306 | MS SOLID SQUARE BAR 11 x 11 MM | 120 | Material | 7006_KG. | 7006_KG. | 1 |  | 15108_FABRICATION MS |  |  |  | 636_C+SGST 18% I/P RD
307 | MS SOLID SQUARE BAR 12 x 12 MM | 120 | Material | 7006_KG. | 7006_KG. | 1 |  | 15108_FABRICATION MS |  |  |  | 636_C+SGST 18% I/P RD
308 | MS SOLID SQUARE BAR 16 x 16 MM | 120 | Material | 7006_KG. | 7006_KG. | 1 |  | 15108_FABRICATION MS |  |  |  | 636_C+SGST 18% I/P RD
309 | MS SOLID SQUARE BAR 20 x 20 MM | 120 | Material | 7006_KG. | 7006_KG. | 1 |  | 15108_FABRICATION MS |  |  |  | 636_C+SGST 18% I/P RD
310 | MS SOLID SQUARE BAR 25 x 25 MM | 120 | Material | 7006_KG. | 7006_KG. | 1 |  | 15108_FABRICATION MS |  |  |  | 636_C+SGST 18% I/P RD
311 | MS SOLID SQUARE BAR 32 x 32 MM | 120 | Material | 7006_KG. | 7006_KG. | 1 |  | 15108_FABRICATION MS |  |  |  | 636_C+SGST 18% I/P RD
312 | MS SOLID SQUARE BAR 40 x 40 MM | 120 | Material | 7006_KG. | 7006_KG. | 1 |  | 15108_FABRICATION MS |  |  |  | 636_C+SGST 18% I/P RD
313 | MS SOLID SQUARE BAR 50 x 50 MM | 120 | Material | 7006_KG. | 7006_KG. | 1 |  | 15108_FABRICATION MS |  |  |  | 636_C+SGST 18% I/P RD
314 | MS SOLID SQUARE BAR 63 x 63 MM | 120 | Material | 7006_KG. | 7006_KG. | 1 |  | 15108_FABRICATION MS |  |  |  | 636_C+SGST 18% I/P RD
315 | MS SOLID SQUARE BAR 75 x 75 MM | 120 | Material | 7006_KG. | 7006_KG. | 1 |  | 15108_FABRICATION MS |  |  |  | 636_C+SGST 18% I/P RD
316 | MS SOLID SQUARE BAR 100 x 100 MM | 120 | Material | 7006_KG. | 7006_KG. | 1 |  | 15108_FABRICATION MS |  |  |  | 636_C+SGST 18% I/P RD
317 | MS SOLID SQUARE BAR 110 x 110 MM | 120 | Material | 7006_KG. | 7006_KG. | 1 |  | 15108_FABRICATION MS |  |  |  | 636_C+SGST 18% I/P RD
318 | MS CHANNEL ISMC 75 x 40 MM | 120 | Material | 7006_KG. | 7006_KG. | 1 |  | 15108_FABRICATION MS |  |  |  | 636_C+SGST 18% I/P RD
319 | MS CHANNEL ISMC 100 x 50 MM | 120 | Material | 7006_KG. | 7006_KG. | 1 |  | 15108_FABRICATION MS |  |  |  | 636_C+SGST 18% I/P RD
320 | MS CHANNEL ISMC 125 x 65 MM | 120 | Material | 7006_KG. | 7006_KG. | 1 |  | 15108_FABRICATION MS |  |  |  | 636_C+SGST 18% I/P RD
321 | MS CHANNEL ISMC 150 x 75 MM | 120 | Material | 7006_KG. | 7006_KG. | 1 |  | 15108_FABRICATION MS |  |  |  | 636_C+SGST 18% I/P RD
322 | MS CHANNEL ISMC 175 x 75 MM | 120 | Material | 7006_KG. | 7006_KG. | 1 |  | 15108_FABRICATION MS |  |  |  | 636_C+SGST 18% I/P RD
323 | MS CHANNEL ISMC 200 x 75 MM | 120 | Material | 7006_KG. | 7006_KG. | 1 |  | 15108_FABRICATION MS |  |  |  | 636_C+SGST 18% I/P RD
324 | MS CHANNEL ISMC 250 x 80 MM | 120 | Material | 7006_KG. | 7006_KG. | 1 |  | 15108_FABRICATION MS |  |  |  | 636_C+SGST 18% I/P RD
325 | MS CHANNEL ISMC 300 x 90 MM | 120 | Material | 7006_KG. | 7006_KG. | 1 |  | 15108_FABRICATION MS |  |  |  | 636_C+SGST 18% I/P RD
326 | MS CHANNEL ISMC 400 x 100 MM | 120 | Material | 7006_KG. | 7006_KG. | 1 |  | 15108_FABRICATION MS |  |  |  | 636_C+SGST 18% I/P RD
327 | MS BEAM ISMB 100 x 50 MM | 120 | Material | 7006_KG. | 7006_KG. | 1 |  | 15108_FABRICATION MS |  |  |  | 636_C+SGST 18% I/P RD
328 | MS BEAM ISMB 100 x 116 MM | 120 | Material | 7006_KG. | 7006_KG. | 1 |  | 15108_FABRICATION MS |  |  |  | 636_C+SGST 18% I/P RD
329 | MS BEAM ISMB 125 x 70 MM | 120 | Material | 7006_KG. | 7006_KG. | 1 |  | 15108_FABRICATION MS |  |  |  | 636_C+SGST 18% I/P RD
330 | MS BEAM ISMB 150 x 75 MM | 120 | Material | 7006_KG. | 7006_KG. | 1 |  | 15108_FABRICATION MS |  |  |  | 636_C+SGST 18% I/P RD
331 | MS BEAM ISMB 175 x 85 MM | 120 | Material | 7006_KG. | 7006_KG. | 1 |  | 15108_FABRICATION MS |  |  |  | 636_C+SGST 18% I/P RD
332 | MS BEAM ISMB 200 x 100 MM | 120 | Material | 7006_KG. | 7006_KG. | 1 |  | 15108_FABRICATION MS |  |  |  | 636_C+SGST 18% I/P RD
333 | MS BEAM ISMB 250 x 125 MM | 120 | Material | 7006_KG. | 7006_KG. | 1 |  | 15108_FABRICATION MS |  |  |  | 636_C+SGST 18% I/P RD
334 | MS BEAM ISMB 300 x 140 MM | 120 | Material | 7006_KG. | 7006_KG. | 1 |  | 15108_FABRICATION MS |  |  |  | 636_C+SGST 18% I/P RD
335 | MS BEAM ISMB 350 x 140 MM | 120 | Material | 7006_KG. | 7006_KG. | 1 |  | 15108_FABRICATION MS |  |  |  | 636_C+SGST 18% I/P RD
336 | MS BEAM ISMB 400 x 140 MM | 120 | Material | 7006_KG. | 7006_KG. | 1 |  | 15108_FABRICATION MS |  |  |  | 636_C+SGST 18% I/P RD
337 | MS BEAM ISMB 450 x 150 MM | 120 | Material | 7006_KG. | 7006_KG. | 1 |  | 15108_FABRICATION MS |  |  |  | 636_C+SGST 18% I/P RD
338 | MS BEAM ISMB 500 x 180 MM | 120 | Material | 7006_KG. | 7006_KG. | 1 |  | 15108_FABRICATION MS |  |  |  | 636_C+SGST 18% I/P RD
339 | MS BEAM ISMB 600 x 210 MM | 120 | Material | 7006_KG. | 7006_KG. | 1 |  | 15108_FABRICATION MS |  |  |  | 636_C+SGST 18% I/P RD
340 | MS ROUND PIPE 15 MM | 120 | Material | 7006_KG. | 7006_KG. | 1 |  | 15108_FABRICATION MS |  |  |  | 636_C+SGST 18% I/P RD
341 | MS ROUND PIPE 20 MM | 120 | Material | 7006_KG. | 7006_KG. | 1 |  | 15108_FABRICATION MS |  |  |  | 636_C+SGST 18% I/P RD
342 | MS ROUND PIPE 25 MM | 120 | Material | 7006_KG. | 7006_KG. | 1 |  | 15108_FABRICATION MS |  |  |  | 636_C+SGST 18% I/P RD
343 | MS ROUND PIPE 32 MM | 120 | Material | 7006_KG. | 7006_KG. | 1 |  | 15108_FABRICATION MS |  |  |  | 636_C+SGST 18% I/P RD
344 | MS ROUND PIPE 40 MM | 120 | Material | 7006_KG. | 7006_KG. | 1 |  | 15108_FABRICATION MS |  |  |  | 636_C+SGST 18% I/P RD
345 | MS ROUND PIPE 50 MM | 120 | Material | 7006_KG. | 7006_KG. | 1 |  | 15108_FABRICATION MS |  |  |  | 636_C+SGST 18% I/P RD
346 | MS ROUND PIPE 65 MM | 120 | Material | 7006_KG. | 7006_KG. | 1 |  | 15108_FABRICATION MS |  |  |  | 636_C+SGST 18% I/P RD
347 | MS ROUND PIPE 80 MM | 120 | Material | 7006_KG. | 7006_KG. | 1 |  | 15108_FABRICATION MS |  |  |  | 636_C+SGST 18% I/P RD
348 | MS ROUND PIPE 100 MM | 120 | Material | 7006_KG. | 7006_KG. | 1 |  | 15108_FABRICATION MS |  |  |  | 636_C+SGST 18% I/P RD
349 | MS ROUND PIPE 125 MM | 120 | Material | 7006_KG. | 7006_KG. | 1 |  | 15108_FABRICATION MS |  |  |  | 636_C+SGST 18% I/P RD
350 | MS ROUND PIPE 150 MM | 120 | Material | 7006_KG. | 7006_KG. | 1 |  | 15108_FABRICATION MS |  |  |  | 636_C+SGST 18% I/P RD
351 | MS ROUND PIPE 200 MM | 120 | Material | 7006_KG. | 7006_KG. | 1 |  | 15108_FABRICATION MS |  |  |  | 636_C+SGST 18% I/P RD
352 | MS ROUND PIPE 250 MM | 120 | Material | 7006_KG. | 7006_KG. | 1 |  | 15108_FABRICATION MS |  |  |  | 636_C+SGST 18% I/P RD
353 | MS ROUND PIPE 300 MM | 120 | Material | 7006_KG. | 7006_KG. | 1 |  | 15108_FABRICATION MS |  |  |  | 636_C+SGST 18% I/P RD
354 | MS ROUND PIPE 400 MM | 120 | Material | 7006_KG. | 7006_KG. | 1 |  | 15108_FABRICATION MS |  |  |  | 636_C+SGST 18% I/P RD
355 | MS ROUND PIPE 450 MM | 120 | Material | 7006_KG. | 7006_KG. | 1 |  | 15108_FABRICATION MS |  |  |  | 636_C+SGST 18% I/P RD
356 | MS ROUND PIPE 500 MM | 120 | Material | 7006_KG. | 7006_KG. | 1 |  | 15108_FABRICATION MS |  |  |  | 636_C+SGST 18% I/P RD
357 | MS ROUND PIPE 550 MM | 120 | Material | 7006_KG. | 7006_KG. | 1 |  | 15108_FABRICATION MS |  |  |  | 636_C+SGST 18% I/P RD
358 | MS ROUND PIPE 600 MM | 120 | Material | 7006_KG. | 7006_KG. | 1 |  | 15108_FABRICATION MS |  |  |  | 636_C+SGST 18% I/P RD
359 | MS SQUARE PIPE 20 x 20 MM | 120 | Material | 7006_KG. | 7006_KG. | 1 |  | 15108_FABRICATION MS |  |  |  | 636_C+SGST 18% I/P RD
360 | MS SQUARE PIPE 25 x 25 MM | 120 | Material | 7006_KG. | 7006_KG. | 1 |  | 15108_FABRICATION MS |  |  |  | 636_C+SGST 18% I/P RD
361 | MS SQUARE PIPE 30 x 30 MM | 120 | Material | 7006_KG. | 7006_KG. | 1 |  | 15108_FABRICATION MS |  |  |  | 636_C+SGST 18% I/P RD
362 | MS SQUARE PIPE 40 x 40 MM | 120 | Material | 7006_KG. | 7006_KG. | 1 |  | 15108_FABRICATION MS |  |  |  | 636_C+SGST 18% I/P RD
363 | MS SQUARE PIPE 50 x 50 MM | 120 | Material | 7006_KG. | 7006_KG. | 1 |  | 15108_FABRICATION MS |  |  |  | 636_C+SGST 18% I/P RD
364 | MS SQUARE PIPE 60 x 60 MM | 120 | Material | 7006_KG. | 7006_KG. | 1 |  | 15108_FABRICATION MS |  |  |  | 636_C+SGST 18% I/P RD
365 | MS SQUARE PIPE 70 x 70 MM | 120 | Material | 7006_KG. | 7006_KG. | 1 |  | 15108_FABRICATION MS |  |  |  | 636_C+SGST 18% I/P RD
366 | MS SQUARE PIPE 80 x 80 MM | 120 | Material | 7006_KG. | 7006_KG. | 1 |  | 15108_FABRICATION MS |  |  |  | 636_C+SGST 18% I/P RD
367 | MS SQUARE PIPE 90 x 90 MM | 120 | Material | 7006_KG. | 7006_KG. | 1 |  | 15108_FABRICATION MS |  |  |  | 636_C+SGST 18% I/P RD
368 | MS SQUARE PIPE 100 x 100 MM | 120 | Material | 7006_KG. | 7006_KG. | 1 |  | 15108_FABRICATION MS |  |  |  | 636_C+SGST 18% I/P RD
369 | MS SQUARE PIPE 140 x 140 MM | 120 | Material | 7006_KG. | 7006_KG. | 1 |  | 15108_FABRICATION MS |  |  |  | 636_C+SGST 18% I/P RD
370 | MS SQUARE PIPE 150 x 150 MM | 120 | Material | 7006_KG. | 7006_KG. | 1 |  | 15108_FABRICATION MS |  |  |  | 636_C+SGST 18% I/P RD
371 | MS SQUARE PIPE 180 x 180 MM | 120 | Material | 7006_KG. | 7006_KG. | 1 |  | 15108_FABRICATION MS |  |  |  | 636_C+SGST 18% I/P RD
372 | MS SQUARE PIPE 200 x 200 MM | 120 | Material | 7006_KG. | 7006_KG. | 1 |  | 15108_FABRICATION MS |  |  |  | 636_C+SGST 18% I/P RD
373 | MS SQUARE PIPE 250 x 250 MM | 120 | Material | 7006_KG. | 7006_KG. | 1 |  | 15108_FABRICATION MS |  |  |  | 636_C+SGST 18% I/P RD
374 | MS SQUARE PIPE 300 x 300 MM | 120 | Material | 7006_KG. | 7006_KG. | 1 |  | 15108_FABRICATION MS |  |  |  | 636_C+SGST 18% I/P RD
375 | MS SQUARE PIPE 350 x 350 MM | 120 | Material | 7006_KG. | 7006_KG. | 1 |  | 15108_FABRICATION MS |  |  |  | 636_C+SGST 18% I/P RD
376 | MS SQUARE PIPE 400 x 400 MM | 120 | Material | 7006_KG. | 7006_KG. | 1 |  | 15108_FABRICATION MS |  |  |  | 636_C+SGST 18% I/P RD
377 | MS RECTANGULAR PIPE 40 x 25 MM | 120 | Material | 7006_KG. | 7006_KG. | 1 |  | 15108_FABRICATION MS |  |  |  | 636_C+SGST 18% I/P RD
378 | MS RECTANGULAR PIPE 50 x 20 MM | 120 | Material | 7006_KG. | 7006_KG. | 1 |  | 15108_FABRICATION MS |  |  |  | 636_C+SGST 18% I/P RD
379 | MS RECTANGULAR PIPE 50 x 25 MM | 120 | Material | 7006_KG. | 7006_KG. | 1 |  | 15108_FABRICATION MS |  |  |  | 636_C+SGST 18% I/P RD
380 | MS RECTANGULAR PIPE 50 x 30 MM | 120 | Material | 7006_KG. | 7006_KG. | 1 |  | 15108_FABRICATION MS |  |  |  | 636_C+SGST 18% I/P RD
381 | MS RECTANGULAR PIPE 50 x 40 MM | 120 | Material | 7006_KG. | 7006_KG. | 1 |  | 15108_FABRICATION MS |  |  |  | 636_C+SGST 18% I/P RD
382 | MS RECTANGULAR PIPE 60 x 30 MM | 120 | Material | 7006_KG. | 7006_KG. | 1 |  | 15108_FABRICATION MS |  |  |  | 636_C+SGST 18% I/P RD
383 | MS RECTANGULAR PIPE 60 x 40 MM | 120 | Material | 7006_KG. | 7006_KG. | 1 |  | 15108_FABRICATION MS |  |  |  | 636_C+SGST 18% I/P RD
384 | MS RECTANGULAR PIPE 75 x 50 MM | 120 | Material | 7006_KG. | 7006_KG. | 1 |  | 15108_FABRICATION MS |  |  |  | 636_C+SGST 18% I/P RD
385 | MS RECTANGULAR PIPE 80 x 40 MM | 120 | Material | 7006_KG. | 7006_KG. | 1 |  | 15108_FABRICATION MS |  |  |  | 636_C+SGST 18% I/P RD
386 | MS RECTANGULAR PIPE 80 x 50 MM | 120 | Material | 7006_KG. | 7006_KG. | 1 |  | 15108_FABRICATION MS |  |  |  | 636_C+SGST 18% I/P RD
387 | MS RECTANGULAR PIPE 90 x 50 MM | 120 | Material | 7006_KG. | 7006_KG. | 1 |  | 15108_FABRICATION MS |  |  |  | 636_C+SGST 18% I/P RD
388 | MS RECTANGULAR PIPE 100 x 50 MM | 120 | Material | 7006_KG. | 7006_KG. | 1 |  | 15108_FABRICATION MS |  |  |  | 636_C+SGST 18% I/P RD
389 | MS RECTANGULAR PIPE 100 x 60 MM | 120 | Material | 7006_KG. | 7006_KG. | 1 |  | 15108_FABRICATION MS |  |  |  | 636_C+SGST 18% I/P RD
390 | MS RECTANGULAR PIPE 120 x 60 MM | 120 | Material | 7006_KG. | 7006_KG. | 1 |  | 15108_FABRICATION MS |  |  |  | 636_C+SGST 18% I/P RD
391 | MS RECTANGULAR PIPE 120 x 80 MM | 120 | Material | 7006_KG. | 7006_KG. | 1 |  | 15108_FABRICATION MS |  |  |  | 636_C+SGST 18% I/P RD
392 | MS RECTANGULAR PIPE 150 x 75 MM | 120 | Material | 7006_KG. | 7006_KG. | 1 |  | 15108_FABRICATION MS |  |  |  | 636_C+SGST 18% I/P RD
393 | MS RECTANGULAR PIPE 150 x 100 MM | 120 | Material | 7006_KG. | 7006_KG. | 1 |  | 15108_FABRICATION MS |  |  |  | 636_C+SGST 18% I/P RD
394 | MS RECTANGULAR PIPE 160 x 80 MM | 120 | Material | 7006_KG. | 7006_KG. | 1 |  | 15108_FABRICATION MS |  |  |  | 636_C+SGST 18% I/P RD
395 | MS RECTANGULAR PIPE 200 x 100 MM | 120 | Material | 7006_KG. | 7006_KG. | 1 |  | 15108_FABRICATION MS |  |  |  | 636_C+SGST 18% I/P RD
396 | MS RECTANGULAR PIPE 250 x 150 MM | 120 | Material | 7006_KG. | 7006_KG. | 1 |  | 15108_FABRICATION MS |  |  |  | 636_C+SGST 18% I/P RD
397 | MS RECTANGULAR PIPE 300 x 200 MM | 120 | Material | 7006_KG. | 7006_KG. | 1 |  | 15108_FABRICATION MS |  |  |  | 636_C+SGST 18% I/P RD
398 | MS RECTANGULAR PIPE 400 x 200 MM | 120 | Material | 7006_KG. | 7006_KG. | 1 |  | 15108_FABRICATION MS |  |  |  | 636_C+SGST 18% I/P RD
399 | MS RECTANGULAR PIPE 450 x 250 MM | 120 | Material | 7006_KG. | 7006_KG. | 1 |  | 15108_FABRICATION MS |  |  |  | 636_C+SGST 18% I/P RD
400 | MS RECTANGULAR PIPE 500 x 300 MM | 120 | Material | 7006_KG. | 7006_KG. | 1 |  | 15108_FABRICATION MS |  |  |  | 636_C+SGST 18% I/P RD
401 | MS PLATE 3 MM THICK | 120 | Material | 7006_KG. | 7006_KG. | 1 |  | 15108_FABRICATION MS |  |  |  | 636_C+SGST 18% I/P RD
402 | MS PLATE 4 MM THICK | 120 | Material | 7006_KG. | 7006_KG. | 1 |  | 15108_FABRICATION MS |  |  |  | 636_C+SGST 18% I/P RD
403 | MS PLATE 5 MM THICK | 120 | Material | 7006_KG. | 7006_KG. | 1 |  | 15108_FABRICATION MS |  |  |  | 636_C+SGST 18% I/P RD
404 | MS PLATE 6 MM THICK | 120 | Material | 7006_KG. | 7006_KG. | 1 |  | 15108_FABRICATION MS |  |  |  | 636_C+SGST 18% I/P RD
405 | MS PLATE 8 MM THICK | 120 | Material | 7006_KG. | 7006_KG. | 1 |  | 15108_FABRICATION MS |  |  |  | 636_C+SGST 18% I/P RD
406 | MS PLATE 10 MM THICK | 120 | Material | 7006_KG. | 7006_KG. | 1 |  | 15108_FABRICATION MS |  |  |  | 636_C+SGST 18% I/P RD
407 | MS PLATE 12 MM THICK | 120 | Material | 7006_KG. | 7006_KG. | 1 |  | 15108_FABRICATION MS |  |  |  | 636_C+SGST 18% I/P RD
408 | MS PLATE 16 MM THICK | 120 | Material | 7006_KG. | 7006_KG. | 1 |  | 15108_FABRICATION MS |  |  |  | 636_C+SGST 18% I/P RD
409 | MS PLATE 20 MM THICK | 120 | Material | 7006_KG. | 7006_KG. | 1 |  | 15108_FABRICATION MS |  |  |  | 636_C+SGST 18% I/P RD
410 | MS PLATE 22 MM THICK | 120 | Material | 7006_KG. | 7006_KG. | 1 |  | 15108_FABRICATION MS |  |  |  | 636_C+SGST 18% I/P RD
411 | MS PLATE 25 MM THICK | 120 | Material | 7006_KG. | 7006_KG. | 1 |  | 15108_FABRICATION MS |  |  |  | 636_C+SGST 18% I/P RD
412 | MS PLATE 28 MM THICK | 120 | Material | 7006_KG. | 7006_KG. | 1 |  | 15108_FABRICATION MS |  |  |  | 636_C+SGST 18% I/P RD
413 | MS PLATE 32 MM THICK | 120 | Material | 7006_KG. | 7006_KG. | 1 |  | 15108_FABRICATION MS |  |  |  | 636_C+SGST 18% I/P RD
414 | MS PLATE 36 MM THICK | 120 | Material | 7006_KG. | 7006_KG. | 1 |  | 15108_FABRICATION MS |  |  |  | 636_C+SGST 18% I/P RD
415 | MS PLATE 40 MM THICK | 120 | Material | 7006_KG. | 7006_KG. | 1 |  | 15108_FABRICATION MS |  |  |  | 636_C+SGST 18% I/P RD
416 | MS PLATE 45 MM THICK | 120 | Material | 7006_KG. | 7006_KG. | 1 |  | 15108_FABRICATION MS |  |  |  | 636_C+SGST 18% I/P RD
417 | MS PLATE 50 MM THICK | 120 | Material | 7006_KG. | 7006_KG. | 1 |  | 15108_FABRICATION MS |  |  |  | 636_C+SGST 18% I/P RD
418 | MS PLATE 55 MM THICK | 120 | Material | 7006_KG. | 7006_KG. | 1 |  | 15108_FABRICATION MS |  |  |  | 636_C+SGST 18% I/P RD
419 | MS PLATE 60 MM THICK | 120 | Material | 7006_KG. | 7006_KG. | 1 |  | 15108_FABRICATION MS |  |  |  | 636_C+SGST 18% I/P RD
420 | MS PLATE 65 MM THICK | 120 | Material | 7006_KG. | 7006_KG. | 1 |  | 15108_FABRICATION MS |  |  |  | 636_C+SGST 18% I/P RD
421 | MS PLATE 70 MM THICK | 120 | Material | 7006_KG. | 7006_KG. | 1 |  | 15108_FABRICATION MS |  |  |  | 636_C+SGST 18% I/P RD
422 | MS PLATE 75 MM THICK | 120 | Material | 7006_KG. | 7006_KG. | 1 |  | 15108_FABRICATION MS |  |  |  | 636_C+SGST 18% I/P RD
423 | MS PLATE 80 MM THICK | 120 | Material | 7006_KG. | 7006_KG. | 1 |  | 15108_FABRICATION MS |  |  |  | 636_C+SGST 18% I/P RD
424 | MS PLATE 90 MM THICK | 120 | Material | 7006_KG. | 7006_KG. | 1 |  | 15108_FABRICATION MS |  |  |  | 636_C+SGST 18% I/P RD
425 | MS PLATE 100 MM THICK | 120 | Material | 7006_KG. | 7006_KG. | 1 |  | 15108_FABRICATION MS |  |  |  | 636_C+SGST 18% I/P RD
426 | MS CHEQURED PLATE 3 MM | 120 | Material | 7006_KG. | 7006_KG. | 1 |  | 15108_FABRICATION MS |  |  |  | 636_C+SGST 18% I/P RD
427 | MS CHEQURED PLATE 4 MM | 120 | Material | 7006_KG. | 7006_KG. | 1 |  | 15108_FABRICATION MS |  |  |  | 636_C+SGST 18% I/P RD
428 | MS CHEQURED PLATE 5 MM | 120 | Material | 7006_KG. | 7006_KG. | 1 |  | 15108_FABRICATION MS |  |  |  | 636_C+SGST 18% I/P RD
429 | MS CHEQURED PLATE 6 MM | 120 | Material | 7006_KG. | 7006_KG. | 1 |  | 15108_FABRICATION MS |  |  |  | 636_C+SGST 18% I/P RD
430 | MS CHEQURED PLATE 8 MM | 120 | Material | 7006_KG. | 7006_KG. | 1 |  | 15108_FABRICATION MS |  |  |  | 636_C+SGST 18% I/P RD
431 | MS BASE PLATE | 120 | Material | 7006_KG. | 7006_KG. | 1 |  | 15108_FABRICATION MS |  |  |  | 636_C+SGST 18% I/P RD
432 | FABRICATION SS | 0 | Group
433 | FABRICATION ALUMINIUM | 0 | Group
434 | ELECTRICAL CONDUIT | 0 | Group
435 | PVC PIPE LMS 20 MM | 434 | Material | 7012_RMT | 7012_RMT | 1 |  | 15111_ELECTRICAL CONDUIT |  |  | 10.59 | 636_C+SGST 18% I/P RD
436 | PVC PIPE LMS 25 MM | 434 | Material | 7012_RMT | 7012_RMT | 1 |  | 15111_ELECTRICAL CONDUIT |  |  | 14.85 | 636_C+SGST 18% I/P RD
437 | PVC PIPE LMS 32 MM | 434 | Material | 7012_RMT | 7012_RMT | 1 |  | 15111_ELECTRICAL CONDUIT |  |  | 21.73 | 636_C+SGST 18% I/P RD
438 | PVC PIPE LMS 40 MM | 434 | Material | 7012_RMT | 7012_RMT | 1 |  | 15111_ELECTRICAL CONDUIT |  |  | 37.12 | 636_C+SGST 18% I/P RD
439 | PVC PIPE LMS 50 MM | 434 | Material | 7012_RMT | 7012_RMT | 1 |  | 15111_ELECTRICAL CONDUIT |  |  | 54.22 | 636_C+SGST 18% I/P RD
440 | PVC PIPE MMS 20 MM | 434 | Material | 7012_RMT | 7012_RMT | 1 |  | 15111_ELECTRICAL CONDUIT |  |  | 11.88 | 636_C+SGST 18% I/P RD
441 | PVC PIPE MMS 25 MM | 434 | Material | 7012_RMT | 7012_RMT | 1 |  | 15111_ELECTRICAL CONDUIT |  |  | 16.15 | 636_C+SGST 18% I/P RD
442 | PVC PIPE MMS 32 MM | 434 | Material | 7012_RMT | 7012_RMT | 1 |  | 15111_ELECTRICAL CONDUIT |  |  | 28.12 | 636_C+SGST 18% I/P RD
443 | PVC PIPE MMS 40 MM | 434 | Material | 7012_RMT | 7012_RMT | 1 |  | 15111_ELECTRICAL CONDUIT |  |  | 42.25 | 636_C+SGST 18% I/P RD
444 | PVC PIPE MMS 50 MM | 434 | Material | 7012_RMT | 7012_RMT | 1 |  | 15111_ELECTRICAL CONDUIT |  |  | 63.63 | 636_C+SGST 18% I/P RD
445 | PVC PIPE HMS 20 MM | 434 | Material | 7012_RMT | 7012_RMT | 1 |  | 15111_ELECTRICAL CONDUIT |  |  | 15.75 | 636_C+SGST 18% I/P RD
446 | PVC PIPE HMS 25 MM | 434 | Material | 7012_RMT | 7012_RMT | 1 |  | 15111_ELECTRICAL CONDUIT |  |  | 20.43 | 636_C+SGST 18% I/P RD
447 | PVC PIPE HMS 32 MM | 434 | Material | 7012_RMT | 7012_RMT | 1 |  | 15111_ELECTRICAL CONDUIT |  |  | 37.98 | 636_C+SGST 18% I/P RD
448 | PVC PIPE HMS 40 MM | 434 | Material | 7012_RMT | 7012_RMT | 1 |  | 15111_ELECTRICAL CONDUIT |  |  | 50.35 | 636_C+SGST 18% I/P RD
449 | PVC PIPE HMS 50 MM | 434 | Material | 7012_RMT | 7012_RMT | 1 |  | 15111_ELECTRICAL CONDUIT |  |  | 75.15 | 636_C+SGST 18% I/P RD
450 | PVC SOCKET 20 MM | 434 | Material | 7017_NOS | 7017_NOS | 1 |  | 15111_ELECTRICAL CONDUIT |  |  | 2.56 | 636_C+SGST 18% I/P RD
451 | PVC SOCKET 25 MM | 434 | Material | 7017_NOS | 7017_NOS | 1 |  | 15111_ELECTRICAL CONDUIT |  |  | 3.51 | 636_C+SGST 18% I/P RD
452 | PVC SOCKET 32 MM | 434 | Material | 7017_NOS | 7017_NOS | 1 |  | 15111_ELECTRICAL CONDUIT |  |  | 6.52 | 636_C+SGST 18% I/P RD
453 | PVC SOCKET 40 MM | 434 | Material | 7017_NOS | 7017_NOS | 1 |  | 15111_ELECTRICAL CONDUIT |  |  | 10.48 | 636_C+SGST 18% I/P RD
454 | PVC SOCKET 50 MM | 434 | Material | 7017_NOS | 7017_NOS | 1 |  | 15111_ELECTRICAL CONDUIT |  |  | 17.46 | 636_C+SGST 18% I/P RD
455 | PVC ELBOW 20 MM | 434 | Material | 7017_NOS | 7017_NOS | 1 |  | 15111_ELECTRICAL CONDUIT |  |  | 3.42 | 636_C+SGST 18% I/P RD
456 | PVC ELBOW 25 MM | 434 | Material | 7017_NOS | 7017_NOS | 1 |  | 15111_ELECTRICAL CONDUIT |  |  | 4.95 | 636_C+SGST 18% I/P RD
457 | PVC BEND 20 MM | 434 | Material | 7017_NOS | 7017_NOS | 1 |  | 15111_ELECTRICAL CONDUIT |  |  | 4.23 | 636_C+SGST 18% I/P RD
458 | PVC BEND 25 MM | 434 | Material | 7017_NOS | 7017_NOS | 1 |  | 15111_ELECTRICAL CONDUIT |  |  | 6.61 | 636_C+SGST 18% I/P RD
459 | PVC BEND LONG 20 MM | 434 | Material | 7017_NOS | 7017_NOS | 1 |  | 15111_ELECTRICAL CONDUIT |  |  | 6.3 | 636_C+SGST 18% I/P RD
460 | PVC BEND LONG 25 MM | 434 | Material | 7017_NOS | 7017_NOS | 1 |  | 15111_ELECTRICAL CONDUIT |  |  | 11.66 | 636_C+SGST 18% I/P RD
461 | PVC BEND LONG 32 MM | 434 | Material | 7017_NOS | 7017_NOS | 1 |  | 15111_ELECTRICAL CONDUIT |  |  | 22.23 | 636_C+SGST 18% I/P RD
462 | PVC BEND LONG 40 MM | 434 | Material | 7017_NOS | 7017_NOS | 1 |  | 15111_ELECTRICAL CONDUIT |  |  | 51.3 | 636_C+SGST 18% I/P RD
463 | PVC BEND LONG 50 MM | 434 | Material | 7017_NOS | 7017_NOS | 1 |  | 15111_ELECTRICAL CONDUIT |  |  | 77.8 | 636_C+SGST 18% I/P RD
464 | PVC JUNCTION BOX 20 MM 1-WAY | 434 | Material | 7017_NOS | 7017_NOS | 1 |  | 15111_ELECTRICAL CONDUIT |  |  | 8.35 | 636_C+SGST 18% I/P RD
465 | PVC JUNCTION BOX 25 MM 1-WAY | 434 | Material | 7017_NOS | 7017_NOS | 1 |  | 15111_ELECTRICAL CONDUIT |  |  | 13.2 | 636_C+SGST 18% I/P RD
466 | PVC JUCTION BOX DEEP 20 MM 1-WAY | 434 | Material | 7017_NOS | 7017_NOS | 1 |  | 15111_ELECTRICAL CONDUIT |  |  | 13.95 | 636_C+SGST 18% I/P RD
467 | PVC JUCTION BOX DEEP 25 MM 1-WAY | 434 | Material | 7017_NOS | 7017_NOS | 1 |  | 15111_ELECTRICAL CONDUIT |  |  | 17.1 | 636_C+SGST 18% I/P RD
468 | PVC JUNCTION BOX 20 MM 2-WAY THROUGH | 434 | Material | 7017_NOS | 7017_NOS | 1 |  | 15111_ELECTRICAL CONDUIT |  |  | 8.55 | 636_C+SGST 18% I/P RD
469 | PVC JUNCTION BOX 25 MM 2-WAY THROUGH | 434 | Material | 7017_NOS | 7017_NOS | 1 |  | 15111_ELECTRICAL CONDUIT |  |  | 11.25 | 636_C+SGST 18% I/P RD
470 | PVC JUNCTION BOX 20 MM 2-WAY ANGLE | 434 | Material | 7017_NOS | 7017_NOS | 1 |  | 15111_ELECTRICAL CONDUIT |  |  | 8.55 | 636_C+SGST 18% I/P RD
471 | PVC JUNCTION BOX 25 MM 2-WAY ANGLE | 434 | Material | 7017_NOS | 7017_NOS | 1 |  | 15111_ELECTRICAL CONDUIT |  |  | 11.25 | 636_C+SGST 18% I/P RD
472 | PVC JUCTION BOX DEEP 20 MM 2-WAY | 434 | Material | 7017_NOS | 7017_NOS | 1 |  | 15111_ELECTRICAL CONDUIT |  |  | 14.98 | 636_C+SGST 18% I/P RD
473 | PVC JUCTION BOX DEEP 25 MM 2-WAY | 434 | Material | 7017_NOS | 7017_NOS | 1 |  | 15111_ELECTRICAL CONDUIT |  |  | 17.37 | 636_C+SGST 18% I/P RD
474 | PVC JUNCTION BOX 20 MM 3-WAY | 434 | Material | 7017_NOS | 7017_NOS | 1 |  | 15111_ELECTRICAL CONDUIT |  |  | 9.85 | 636_C+SGST 18% I/P RD
475 | PVC JUNCTION BOX 25 MM 3-WAY | 434 | Material | 7017_NOS | 7017_NOS | 1 |  | 15111_ELECTRICAL CONDUIT |  |  | 12.51 | 636_C+SGST 18% I/P RD
476 | PVC JUCTION BOX DEEP 20 MM 3-WAY | 434 | Material | 7017_NOS | 7017_NOS | 1 |  | 15111_ELECTRICAL CONDUIT |  |  | 15.75 | 636_C+SGST 18% I/P RD
477 | PVC JUCTION BOX DEEP 25 MM 3-WAY | 434 | Material | 7017_NOS | 7017_NOS | 1 |  | 15111_ELECTRICAL CONDUIT |  |  | 20.25 | 636_C+SGST 18% I/P RD
478 | PVC JUNCTION BOX 20 MM 4-WAY | 434 | Material | 7017_NOS | 7017_NOS | 1 |  | 15111_ELECTRICAL CONDUIT |  |  | 10.44 | 636_C+SGST 18% I/P RD
479 | PVC JUNCTION BOX 25 MM 4-WAY | 434 | Material | 7017_NOS | 7017_NOS | 1 |  | 15111_ELECTRICAL CONDUIT |  |  | 14.49 | 636_C+SGST 18% I/P RD
480 | PVC JUCTION BOX DEEP 20 MM 4-WAY | 434 | Material | 7017_NOS | 7017_NOS | 1 |  | 15111_ELECTRICAL CONDUIT |  |  | 16.96 | 636_C+SGST 18% I/P RD
481 | PVC JUCTION BOX DEEP 25 MM 4-WAY | 434 | Material | 7017_NOS | 7017_NOS | 1 |  | 15111_ELECTRICAL CONDUIT |  |  | 21.87 | 636_C+SGST 18% I/P RD
482 | PVC CASING CAPPING PATTI 20 MM | 434 | Material | 7017_NOS | 7017_NOS | 1 |  | 15111_ELECTRICAL CONDUIT |  |  |  | 636_C+SGST 18% I/P RD
483 | PVC CASING CAPPING PATTI 25 MM | 434 | Material | 7017_NOS | 7017_NOS | 1 |  | 15111_ELECTRICAL CONDUIT |  |  |  | 636_C+SGST 18% I/P RD
484 | PVC CASING CAPPING PATTI 32 MM | 434 | Material | 7017_NOS | 7017_NOS | 1 |  | 15111_ELECTRICAL CONDUIT |  |  |  | 636_C+SGST 18% I/P RD
485 | PVC CASING CAPPING PATTI 40 MM | 434 | Material | 7017_NOS | 7017_NOS | 1 |  | 15111_ELECTRICAL CONDUIT |  |  |  | 636_C+SGST 18% I/P RD
486 | PVC CASING CAPPING PATTI 60 MM | 434 | Material | 7017_NOS | 7017_NOS | 1 |  | 15111_ELECTRICAL CONDUIT |  |  |  | 636_C+SGST 18% I/P RD
487 | PVC CASING CAPPING ELBOW 20 MM | 434 | Material | 7017_NOS | 7017_NOS | 1 |  | 15111_ELECTRICAL CONDUIT |  |  |  | 636_C+SGST 18% I/P RD
488 | PVC CASING CAPPING ELBOW 25 MM | 434 | Material | 7017_NOS | 7017_NOS | 1 |  | 15111_ELECTRICAL CONDUIT |  |  |  | 636_C+SGST 18% I/P RD
489 | PVC CASING CAPPING ELBOW 32 MM | 434 | Material | 7017_NOS | 7017_NOS | 1 |  | 15111_ELECTRICAL CONDUIT |  |  |  | 636_C+SGST 18% I/P RD
490 | PVC CASING CAPPING COUPLER 20 MM | 434 | Material | 7017_NOS | 7017_NOS | 1 |  | 15111_ELECTRICAL CONDUIT |  |  |  | 636_C+SGST 18% I/P RD
491 | PVC CASING CAPPING COUPLER 25 MM | 434 | Material | 7017_NOS | 7017_NOS | 1 |  | 15111_ELECTRICAL CONDUIT |  |  |  | 636_C+SGST 18% I/P RD
492 | PVC CASING CAPPING COUPLER 32 MM | 434 | Material | 7017_NOS | 7017_NOS | 1 |  | 15111_ELECTRICAL CONDUIT |  |  |  | 636_C+SGST 18% I/P RD
493 | PVC CASING CAPPING EXTERNAL 20 MM | 434 | Material | 7017_NOS | 7017_NOS | 1 |  | 15111_ELECTRICAL CONDUIT |  |  |  | 636_C+SGST 18% I/P RD
494 | PVC CASING CAPPING EXTERNAL 25 MM | 434 | Material | 7017_NOS | 7017_NOS | 1 |  | 15111_ELECTRICAL CONDUIT |  |  |  | 636_C+SGST 18% I/P RD
495 | PVC CASING CAPPING EXTERNAL 32 MM | 434 | Material | 7017_NOS | 7017_NOS | 1 |  | 15111_ELECTRICAL CONDUIT |  |  |  | 636_C+SGST 18% I/P RD
496 | PVC CASING CAPPING INTERNAL 20 MM | 434 | Material | 7017_NOS | 7017_NOS | 1 |  | 15111_ELECTRICAL CONDUIT |  |  |  | 636_C+SGST 18% I/P RD
497 | PVC CASING CAPPING INTERNAL 25 MM | 434 | Material | 7017_NOS | 7017_NOS | 1 |  | 15111_ELECTRICAL CONDUIT |  |  |  | 636_C+SGST 18% I/P RD
498 | PVC CASING CAPPING INTERNAL 32 MM | 434 | Material | 7017_NOS | 7017_NOS | 1 |  | 15111_ELECTRICAL CONDUIT |  |  |  | 636_C+SGST 18% I/P RD
499 | PVC CASING CAPPING TEE 20 MM | 434 | Material | 7017_NOS | 7017_NOS | 1 |  | 15111_ELECTRICAL CONDUIT |  |  |  | 636_C+SGST 18% I/P RD
500 | PVC CASING CAPPING TEE 25 MM | 434 | Material | 7017_NOS | 7017_NOS | 1 |  | 15111_ELECTRICAL CONDUIT |  |  |  | 636_C+SGST 18% I/P RD
501 | PVC CASING CAPPING TEE 32 MM | 434 | Material | 7017_NOS | 7017_NOS | 1 |  | 15111_ELECTRICAL CONDUIT |  |  |  | 636_C+SGST 18% I/P RD
502 | PVC CASING CAPPING 4 WAY 20 MM | 434 | Material | 7017_NOS | 7017_NOS | 1 |  | 15111_ELECTRICAL CONDUIT |  |  |  | 636_C+SGST 18% I/P RD
503 | PVC CASING CAPPING 4 WAY 25 MM | 434 | Material | 7017_NOS | 7017_NOS | 1 |  | 15111_ELECTRICAL CONDUIT |  |  |  | 636_C+SGST 18% I/P RD
504 | PVC CASING CAPPING 4 WAY 32 MM | 434 | Material | 7017_NOS | 7017_NOS | 1 |  | 15111_ELECTRICAL CONDUIT |  |  |  | 636_C+SGST 18% I/P RD
505 | PVC FLEXIBLE PIPE 10 MM | 434 | Material | 7012_RMT | 7012_RMT | 1 |  | 15111_ELECTRICAL CONDUIT |  |  |  | 636_C+SGST 18% I/P RD
506 | PVC FLEXIBLE PIPE 16 MM | 434 | Material | 7012_RMT | 7012_RMT | 1 |  | 15111_ELECTRICAL CONDUIT |  |  |  | 636_C+SGST 18% I/P RD
507 | PVC FLEXIBLE PIPE 20 MM | 434 | Material | 7012_RMT | 7012_RMT | 1 |  | 15111_ELECTRICAL CONDUIT |  |  |  | 636_C+SGST 18% I/P RD
508 | PVC FLEXIBLE PIPE 25 MM | 434 | Material | 7012_RMT | 7012_RMT | 1 |  | 15111_ELECTRICAL CONDUIT |  |  |  | 636_C+SGST 18% I/P RD
509 | PVC FLEXIBLE PIPE 32 MM | 434 | Material | 7012_RMT | 7012_RMT | 1 |  | 15111_ELECTRICAL CONDUIT |  |  |  | 636_C+SGST 18% I/P RD
510 | PVC FLEXIBLE PIPE 40 MM | 434 | Material | 7012_RMT | 7012_RMT | 1 |  | 15111_ELECTRICAL CONDUIT |  |  |  | 636_C+SGST 18% I/P RD
511 | PVC FLEXIBLE PIPE 50 MM | 434 | Material | 7012_RMT | 7012_RMT | 1 |  | 15111_ELECTRICAL CONDUIT |  |  |  | 636_C+SGST 18% I/P RD
512 | ELECTRICAL WIRE | 0 | Group
513 | COPPER FLEXIBLE WIRE 0.5 SQ.MM. RED | 512 | Material | 7012_RMT | 7012_RMT | 1 |  | 15112_ELECTRICAL WIRE |  |  |  | 636_C+SGST 18% I/P RD
514 | COPPER FLEXIBLE WIRE 0.5 SQ.MM. YELLOW | 512 | Material | 7012_RMT | 7012_RMT | 1 |  | 15112_ELECTRICAL WIRE |  |  |  | 636_C+SGST 18% I/P RD
515 | COPPER FLEXIBLE WIRE 0.5 SQ.MM. BLUE | 512 | Material | 7012_RMT | 7012_RMT | 1 |  | 15112_ELECTRICAL WIRE |  |  |  | 636_C+SGST 18% I/P RD
516 | COPPER FLEXIBLE WIRE 0.5 SQ.MM. BLACK | 512 | Material | 7012_RMT | 7012_RMT | 1 |  | 15112_ELECTRICAL WIRE |  |  |  | 636_C+SGST 18% I/P RD
517 | COPPER FLEXIBLE WIRE 0.5 SQ.MM. GREEN | 512 | Material | 7012_RMT | 7012_RMT | 1 |  | 15112_ELECTRICAL WIRE |  |  |  | 636_C+SGST 18% I/P RD
518 | COPPER FLEXIBLE WIRE 0.5 SQ.MM. GREY | 512 | Material | 7012_RMT | 7012_RMT | 1 |  | 15112_ELECTRICAL WIRE |  |  |  | 636_C+SGST 18% I/P RD
519 | COPPER FLEXIBLE WIRE 0.75 SQ.MM. RED | 512 | Material | 7012_RMT | 7012_RMT | 1 |  | 15112_ELECTRICAL WIRE |  |  |  | 636_C+SGST 18% I/P RD
520 | COPPER FLEXIBLE WIRE 0.75 SQ.MM. YELLOW | 512 | Material | 7012_RMT | 7012_RMT | 1 |  | 15112_ELECTRICAL WIRE |  |  |  | 636_C+SGST 18% I/P RD
521 | COPPER FLEXIBLE WIRE 0.75 SQ.MM. BLUE | 512 | Material | 7012_RMT | 7012_RMT | 1 |  | 15112_ELECTRICAL WIRE |  |  |  | 636_C+SGST 18% I/P RD
522 | COPPER FLEXIBLE WIRE 0.75 SQ.MM. BLACK | 512 | Material | 7012_RMT | 7012_RMT | 1 |  | 15112_ELECTRICAL WIRE |  |  |  | 636_C+SGST 18% I/P RD
523 | COPPER FLEXIBLE WIRE 0.75 SQ.MM. GREEN | 512 | Material | 7012_RMT | 7012_RMT | 1 |  | 15112_ELECTRICAL WIRE |  |  |  | 636_C+SGST 18% I/P RD
524 | COPPER FLEXIBLE WIRE 0.75 SQ.MM. GREY | 512 | Material | 7012_RMT | 7012_RMT | 1 |  | 15112_ELECTRICAL WIRE |  |  |  | 636_C+SGST 18% I/P RD
525 | COPPER FLEXIBLE WIRE 1 SQ.MM. RED | 512 | Material | 7012_RMT | 7012_RMT | 1 |  | 15112_ELECTRICAL WIRE |  |  |  | 636_C+SGST 18% I/P RD
526 | COPPER FLEXIBLE WIRE 1 SQ.MM. YELLOW | 512 | Material | 7012_RMT | 7012_RMT | 1 |  | 15112_ELECTRICAL WIRE |  |  |  | 636_C+SGST 18% I/P RD
527 | COPPER FLEXIBLE WIRE 1 SQ.MM. BLUE | 512 | Material | 7012_RMT | 7012_RMT | 1 |  | 15112_ELECTRICAL WIRE |  |  |  | 636_C+SGST 18% I/P RD
528 | COPPER FLEXIBLE WIRE 1 SQ.MM. BLACK | 512 | Material | 7012_RMT | 7012_RMT | 1 |  | 15112_ELECTRICAL WIRE |  |  |  | 636_C+SGST 18% I/P RD
529 | COPPER FLEXIBLE WIRE 1 SQ.MM. GREEN | 512 | Material | 7012_RMT | 7012_RMT | 1 |  | 15112_ELECTRICAL WIRE |  |  |  | 636_C+SGST 18% I/P RD
530 | COPPER FLEXIBLE WIRE 1 SQ.MM. GREY | 512 | Material | 7012_RMT | 7012_RMT | 1 |  | 15112_ELECTRICAL WIRE |  |  |  | 636_C+SGST 18% I/P RD
531 | COPPER FLEXIBLE WIRE 1.5 SQ.MM. RED | 512 | Material | 7012_RMT | 7012_RMT | 1 |  | 15112_ELECTRICAL WIRE |  |  |  | 636_C+SGST 18% I/P RD
532 | COPPER FLEXIBLE WIRE 1.5 SQ.MM. YELLOW | 512 | Material | 7012_RMT | 7012_RMT | 1 |  | 15112_ELECTRICAL WIRE |  |  |  | 636_C+SGST 18% I/P RD
533 | COPPER FLEXIBLE WIRE 1.5 SQ.MM. BLUE | 512 | Material | 7012_RMT | 7012_RMT | 1 |  | 15112_ELECTRICAL WIRE |  |  |  | 636_C+SGST 18% I/P RD
534 | COPPER FLEXIBLE WIRE 1.5 SQ.MM. BLACK | 512 | Material | 7012_RMT | 7012_RMT | 1 |  | 15112_ELECTRICAL WIRE |  |  |  | 636_C+SGST 18% I/P RD
535 | COPPER FLEXIBLE WIRE 1.5 SQ.MM. GREEN | 512 | Material | 7012_RMT | 7012_RMT | 1 |  | 15112_ELECTRICAL WIRE |  |  |  | 636_C+SGST 18% I/P RD
536 | COPPER FLEXIBLE WIRE 1.5 SQ.MM. GREY | 512 | Material | 7012_RMT | 7012_RMT | 1 |  | 15112_ELECTRICAL WIRE |  |  |  | 636_C+SGST 18% I/P RD
537 | COPPER FLEXIBLE WIRE 2.5 SQ.MM. RED | 512 | Material | 7012_RMT | 7012_RMT | 1 |  | 15112_ELECTRICAL WIRE |  |  |  | 636_C+SGST 18% I/P RD
538 | COPPER FLEXIBLE WIRE 2.5 SQ.MM. YELLOW | 512 | Material | 7012_RMT | 7012_RMT | 1 |  | 15112_ELECTRICAL WIRE |  |  |  | 636_C+SGST 18% I/P RD
539 | COPPER FLEXIBLE WIRE 2.5 SQ.MM. BLUE | 512 | Material | 7012_RMT | 7012_RMT | 1 |  | 15112_ELECTRICAL WIRE |  |  |  | 636_C+SGST 18% I/P RD
540 | COPPER FLEXIBLE WIRE 2.5 SQ.MM. BLACK | 512 | Material | 7012_RMT | 7012_RMT | 1 |  | 15112_ELECTRICAL WIRE |  |  |  | 636_C+SGST 18% I/P RD
541 | COPPER FLEXIBLE WIRE 2.5 SQ.MM. GREEN | 512 | Material | 7012_RMT | 7012_RMT | 1 |  | 15112_ELECTRICAL WIRE |  |  |  | 636_C+SGST 18% I/P RD
542 | COPPER FLEXIBLE WIRE 2.5 SQ.MM. GREY | 512 | Material | 7012_RMT | 7012_RMT | 1 |  | 15112_ELECTRICAL WIRE |  |  |  | 636_C+SGST 18% I/P RD
543 | COPPER FLEXIBLE WIRE 4 SQ.MM. RED | 512 | Material | 7012_RMT | 7012_RMT | 1 |  | 15112_ELECTRICAL WIRE |  |  |  | 636_C+SGST 18% I/P RD
544 | COPPER FLEXIBLE WIRE 4 SQ.MM. YELLOW | 512 | Material | 7012_RMT | 7012_RMT | 1 |  | 15112_ELECTRICAL WIRE |  |  |  | 636_C+SGST 18% I/P RD
545 | COPPER FLEXIBLE WIRE 4 SQ.MM. BLUE | 512 | Material | 7012_RMT | 7012_RMT | 1 |  | 15112_ELECTRICAL WIRE |  |  |  | 636_C+SGST 18% I/P RD
546 | COPPER FLEXIBLE WIRE 4 SQ.MM. BLACK | 512 | Material | 7012_RMT | 7012_RMT | 1 |  | 15112_ELECTRICAL WIRE |  |  |  | 636_C+SGST 18% I/P RD
547 | COPPER FLEXIBLE WIRE 4 SQ.MM. GREEN | 512 | Material | 7012_RMT | 7012_RMT | 1 |  | 15112_ELECTRICAL WIRE |  |  |  | 636_C+SGST 18% I/P RD
548 | COPPER FLEXIBLE WIRE 4 SQ.MM. GREY | 512 | Material | 7012_RMT | 7012_RMT | 1 |  | 15112_ELECTRICAL WIRE |  |  |  | 636_C+SGST 18% I/P RD
549 | COPPER FLEXIBLE WIRE 6 SQ.MM. RED | 512 | Material | 7012_RMT | 7012_RMT | 1 |  | 15112_ELECTRICAL WIRE |  |  |  | 636_C+SGST 18% I/P RD
550 | COPPER FLEXIBLE WIRE 6 SQ.MM. YELLOW | 512 | Material | 7012_RMT | 7012_RMT | 1 |  | 15112_ELECTRICAL WIRE |  |  |  | 636_C+SGST 18% I/P RD
551 | COPPER FLEXIBLE WIRE 6 SQ.MM. BLUE | 512 | Material | 7012_RMT | 7012_RMT | 1 |  | 15112_ELECTRICAL WIRE |  |  |  | 636_C+SGST 18% I/P RD
552 | COPPER FLEXIBLE WIRE 6 SQ.MM. BLACK | 512 | Material | 7012_RMT | 7012_RMT | 1 |  | 15112_ELECTRICAL WIRE |  |  |  | 636_C+SGST 18% I/P RD
553 | COPPER FLEXIBLE WIRE 6 SQ.MM. GREEN | 512 | Material | 7012_RMT | 7012_RMT | 1 |  | 15112_ELECTRICAL WIRE |  |  |  | 636_C+SGST 18% I/P RD
554 | COPPER FLEXIBLE WIRE 6 SQ.MM. GREY | 512 | Material | 7012_RMT | 7012_RMT | 1 |  | 15112_ELECTRICAL WIRE |  |  |  | 636_C+SGST 18% I/P RD
555 | COPPER FLEXIBLE WIRE 10 SQ.MM. RED | 512 | Material | 7012_RMT | 7012_RMT | 1 |  | 15112_ELECTRICAL WIRE |  |  |  | 636_C+SGST 18% I/P RD
556 | COPPER FLEXIBLE WIRE 10 SQ.MM. YELLOW | 512 | Material | 7012_RMT | 7012_RMT | 1 |  | 15112_ELECTRICAL WIRE |  |  |  | 636_C+SGST 18% I/P RD
557 | COPPER FLEXIBLE WIRE 10 SQ.MM. BLUE | 512 | Material | 7012_RMT | 7012_RMT | 1 |  | 15112_ELECTRICAL WIRE |  |  |  | 636_C+SGST 18% I/P RD
558 | COPPER FLEXIBLE WIRE 10 SQ.MM. BLACK | 512 | Material | 7012_RMT | 7012_RMT | 1 |  | 15112_ELECTRICAL WIRE |  |  |  | 636_C+SGST 18% I/P RD
559 | COPPER FLEXIBLE WIRE 10 SQ.MM. GREEN | 512 | Material | 7012_RMT | 7012_RMT | 1 |  | 15112_ELECTRICAL WIRE |  |  |  | 636_C+SGST 18% I/P RD
560 | COPPER FLEXIBLE WIRE 10 SQ.MM. GREY | 512 | Material | 7012_RMT | 7012_RMT | 1 |  | 15112_ELECTRICAL WIRE |  |  |  | 636_C+SGST 18% I/P RD
561 | ELECTRICAL LT CABLES | 0 | Group
562 | COPPER FLEXIBLE CABLE 1 SQ.MM. 1-CORE | 561 | Material | 7012_RMT | 7012_RMT | 1 |  | 15113_ELECTRICAL LT CABLES |  |  |  | 636_C+SGST 18% I/P RD
563 | COPPER FLEXIBLE CABLE 1 SQ.MM. 2-CORE | 561 | Material | 7012_RMT | 7012_RMT | 1 |  | 15113_ELECTRICAL LT CABLES |  |  |  | 636_C+SGST 18% I/P RD
564 | COPPER FLEXIBLE CABLE 1 SQ.MM. 3-CORE | 561 | Material | 7012_RMT | 7012_RMT | 1 |  | 15113_ELECTRICAL LT CABLES |  |  |  | 636_C+SGST 18% I/P RD
565 | COPPER FLEXIBLE CABLE 1 SQ.MM. 4-CORE | 561 | Material | 7012_RMT | 7012_RMT | 1 |  | 15113_ELECTRICAL LT CABLES |  |  |  | 636_C+SGST 18% I/P RD
566 | COPPER FLEXIBLE CABLE 1.5 SQ.MM. 1-CORE | 561 | Material | 7012_RMT | 7012_RMT | 1 |  | 15113_ELECTRICAL LT CABLES |  |  |  | 636_C+SGST 18% I/P RD
567 | COPPER FLEXIBLE CABLE 1.5 SQ.MM. 2-CORE | 561 | Material | 7012_RMT | 7012_RMT | 1 |  | 15113_ELECTRICAL LT CABLES |  |  |  | 636_C+SGST 18% I/P RD
568 | COPPER FLEXIBLE CABLE 1.5 SQ.MM. 3-CORE | 561 | Material | 7012_RMT | 7012_RMT | 1 |  | 15113_ELECTRICAL LT CABLES |  |  |  | 636_C+SGST 18% I/P RD
569 | COPPER FLEXIBLE CABLE 1.5 SQ.MM. 4-CORE | 561 | Material | 7012_RMT | 7012_RMT | 1 |  | 15113_ELECTRICAL LT CABLES |  |  |  | 636_C+SGST 18% I/P RD
570 | COPPER FLEXIBLE CABLE 2 SQ.MM. 1-CORE | 561 | Material | 7012_RMT | 7012_RMT | 1 |  | 15113_ELECTRICAL LT CABLES |  |  |  | 636_C+SGST 18% I/P RD
571 | COPPER FLEXIBLE CABLE 2 SQ.MM. 2-CORE | 561 | Material | 7012_RMT | 7012_RMT | 1 |  | 15113_ELECTRICAL LT CABLES |  |  |  | 636_C+SGST 18% I/P RD
572 | COPPER FLEXIBLE CABLE 2 SQ.MM. 3-CORE | 561 | Material | 7012_RMT | 7012_RMT | 1 |  | 15113_ELECTRICAL LT CABLES |  |  |  | 636_C+SGST 18% I/P RD
573 | COPPER FLEXIBLE CABLE 2 SQ.MM. 4-CORE | 561 | Material | 7012_RMT | 7012_RMT | 1 |  | 15113_ELECTRICAL LT CABLES |  |  |  | 636_C+SGST 18% I/P RD
574 | COPPER FLEXIBLE CABLE 3 SQ.MM. 1-CORE | 561 | Material | 7012_RMT | 7012_RMT | 1 |  | 15113_ELECTRICAL LT CABLES |  |  |  | 636_C+SGST 18% I/P RD
575 | COPPER FLEXIBLE CABLE 3 SQ.MM. 2-CORE | 561 | Material | 7012_RMT | 7012_RMT | 1 |  | 15113_ELECTRICAL LT CABLES |  |  |  | 636_C+SGST 18% I/P RD
576 | COPPER FLEXIBLE CABLE 3 SQ.MM. 3-CORE | 561 | Material | 7012_RMT | 7012_RMT | 1 |  | 15113_ELECTRICAL LT CABLES |  |  |  | 636_C+SGST 18% I/P RD
577 | COPPER FLEXIBLE CABLE 3 SQ.MM. 4-CORE | 561 | Material | 7012_RMT | 7012_RMT | 1 |  | 15113_ELECTRICAL LT CABLES |  |  |  | 636_C+SGST 18% I/P RD
578 | COPPER FLEXIBLE CABLE 4 SQ.MM. 1-CORE | 561 | Material | 7012_RMT | 7012_RMT | 1 |  | 15113_ELECTRICAL LT CABLES |  |  |  | 636_C+SGST 18% I/P RD
579 | COPPER FLEXIBLE CABLE 4 SQ.MM. 2-CORE | 561 | Material | 7012_RMT | 7012_RMT | 1 |  | 15113_ELECTRICAL LT CABLES |  |  |  | 636_C+SGST 18% I/P RD
580 | COPPER FLEXIBLE CABLE 4 SQ.MM. 3-CORE | 561 | Material | 7012_RMT | 7012_RMT | 1 |  | 15113_ELECTRICAL LT CABLES |  |  |  | 636_C+SGST 18% I/P RD
581 | COPPER FLEXIBLE CABLE 4 SQ.MM. 4-CORE | 561 | Material | 7012_RMT | 7012_RMT | 1 |  | 15113_ELECTRICAL LT CABLES |  |  |  | 636_C+SGST 18% I/P RD
582 | COPPER FLEXIBLE CABLE 6 SQ.MM. 1-CORE | 561 | Material | 7012_RMT | 7012_RMT | 1 |  | 15113_ELECTRICAL LT CABLES |  |  |  | 636_C+SGST 18% I/P RD
583 | COPPER FLEXIBLE CABLE 6 SQ.MM. 2-CORE | 561 | Material | 7012_RMT | 7012_RMT | 1 |  | 15113_ELECTRICAL LT CABLES |  |  |  | 636_C+SGST 18% I/P RD
584 | COPPER FLEXIBLE CABLE 6 SQ.MM. 3-CORE | 561 | Material | 7012_RMT | 7012_RMT | 1 |  | 15113_ELECTRICAL LT CABLES |  |  |  | 636_C+SGST 18% I/P RD
585 | COPPER FLEXIBLE CABLE 6 SQ.MM. 4-CORE | 561 | Material | 7012_RMT | 7012_RMT | 1 |  | 15113_ELECTRICAL LT CABLES |  |  |  | 636_C+SGST 18% I/P RD
586 | COPPER FLEXIBLE CABLE 10 SQ.MM. 1-CORE | 561 | Material | 7012_RMT | 7012_RMT | 1 |  | 15113_ELECTRICAL LT CABLES |  |  |  | 636_C+SGST 18% I/P RD
587 | COPPER FLEXIBLE CABLE 10 SQ.MM. 2-CORE | 561 | Material | 7012_RMT | 7012_RMT | 1 |  | 15113_ELECTRICAL LT CABLES |  |  |  | 636_C+SGST 18% I/P RD
588 | COPPER FLEXIBLE CABLE 10 SQ.MM. 3-CORE | 561 | Material | 7012_RMT | 7012_RMT | 1 |  | 15113_ELECTRICAL LT CABLES |  |  |  | 636_C+SGST 18% I/P RD
589 | COPPER FLEXIBLE CABLE 10 SQ.MM. 4-CORE | 561 | Material | 7012_RMT | 7012_RMT | 1 |  | 15113_ELECTRICAL LT CABLES |  |  |  | 636_C+SGST 18% I/P RD
590 | COPPER FLEXIBLE CABLE 16 SQ.MM. 1-CORE | 561 | Material | 7012_RMT | 7012_RMT | 1 |  | 15113_ELECTRICAL LT CABLES |  |  |  | 636_C+SGST 18% I/P RD
591 | COPPER FLEXIBLE CABLE 16 SQ.MM. 2-CORE | 561 | Material | 7012_RMT | 7012_RMT | 1 |  | 15113_ELECTRICAL LT CABLES |  |  |  | 636_C+SGST 18% I/P RD
592 | COPPER FLEXIBLE CABLE 16 SQ.MM. 3-CORE | 561 | Material | 7012_RMT | 7012_RMT | 1 |  | 15113_ELECTRICAL LT CABLES |  |  |  | 636_C+SGST 18% I/P RD
593 | COPPER FLEXIBLE CABLE 16 SQ.MM. 4-CORE | 561 | Material | 7012_RMT | 7012_RMT | 1 |  | 15113_ELECTRICAL LT CABLES |  |  |  | 636_C+SGST 18% I/P RD
594 | COPPER FLEXIBLE CABLE 25 SQ.MM. 1-CORE | 561 | Material | 7012_RMT | 7012_RMT | 1 |  | 15113_ELECTRICAL LT CABLES |  |  |  | 636_C+SGST 18% I/P RD
595 | COPPER FLEXIBLE CABLE 25 SQ.MM. 2-CORE | 561 | Material | 7012_RMT | 7012_RMT | 1 |  | 15113_ELECTRICAL LT CABLES |  |  |  | 636_C+SGST 18% I/P RD
596 | COPPER FLEXIBLE CABLE 25 SQ.MM. 3-CORE | 561 | Material | 7012_RMT | 7012_RMT | 1 |  | 15113_ELECTRICAL LT CABLES |  |  |  | 636_C+SGST 18% I/P RD
597 | COPPER FLEXIBLE CABLE 25 SQ.MM. 4-CORE | 561 | Material | 7012_RMT | 7012_RMT | 1 |  | 15113_ELECTRICAL LT CABLES |  |  |  | 636_C+SGST 18% I/P RD
598 | ALUMINIUM ARMOURED CABLE 2.5 SQ.MM. 2-CORE | 561 | Material | 7012_RMT | 7012_RMT | 1 |  | 15113_ELECTRICAL LT CABLES |  |  |  | 636_C+SGST 18% I/P RD
599 | ALUMINIUM ARMOURED CABLE 4 SQ.MM. 2-CORE | 561 | Material | 7012_RMT | 7012_RMT | 1 |  | 15113_ELECTRICAL LT CABLES |  |  |  | 636_C+SGST 18% I/P RD
600 | ALUMINIUM ARMOURED CABLE 6 SQ.MM. 2-CORE | 561 | Material | 7012_RMT | 7012_RMT | 1 |  | 15113_ELECTRICAL LT CABLES |  |  |  | 636_C+SGST 18% I/P RD
601 | ALUMINIUM ARMOURED CABLE 10 SQ.MM. 2-CORE | 561 | Material | 7012_RMT | 7012_RMT | 1 |  | 15113_ELECTRICAL LT CABLES |  |  |  | 636_C+SGST 18% I/P RD
602 | ALUMINIUM ARMOURED CABLE 16 SQ.MM. 2-CORE | 561 | Material | 7012_RMT | 7012_RMT | 1 |  | 15113_ELECTRICAL LT CABLES |  |  |  | 636_C+SGST 18% I/P RD
603 | ALUMINIUM ARMOURED CABLE 2.5 SQ.MM. 3-CORE | 561 | Material | 7012_RMT | 7012_RMT | 1 |  | 15113_ELECTRICAL LT CABLES |  |  |  | 636_C+SGST 18% I/P RD
604 | ALUMINIUM ARMOURED CABLE 4 SQ.MM. 3-CORE | 561 | Material | 7012_RMT | 7012_RMT | 1 |  | 15113_ELECTRICAL LT CABLES |  |  |  | 636_C+SGST 18% I/P RD
605 | ALUMINIUM ARMOURED CABLE 6 SQ.MM. 3-CORE | 561 | Material | 7012_RMT | 7012_RMT | 1 |  | 15113_ELECTRICAL LT CABLES |  |  |  | 636_C+SGST 18% I/P RD
606 | ALUMINIUM ARMOURED CABLE 10 SQ.MM. 3-CORE | 561 | Material | 7012_RMT | 7012_RMT | 1 |  | 15113_ELECTRICAL LT CABLES |  |  |  | 636_C+SGST 18% I/P RD
607 | ALUMINIUM ARMOURED CABLE 16 SQ.MM. 3-CORE | 561 | Material | 7012_RMT | 7012_RMT | 1 |  | 15113_ELECTRICAL LT CABLES |  |  |  | 636_C+SGST 18% I/P RD
608 | ALUMINIUM ARMOURED CABLE 25 SQ.MM. 3-CORE | 561 | Material | 7012_RMT | 7012_RMT | 1 |  | 15113_ELECTRICAL LT CABLES |  |  |  | 636_C+SGST 18% I/P RD
609 | ALUMINIUM ARMOURED CABLE 35 SQ.MM. 3-CORE | 561 | Material | 7012_RMT | 7012_RMT | 1 |  | 15113_ELECTRICAL LT CABLES |  |  |  | 636_C+SGST 18% I/P RD
610 | ALUMINIUM ARMOURED CABLE 50 SQ.MM. 3-CORE | 561 | Material | 7012_RMT | 7012_RMT | 1 |  | 15113_ELECTRICAL LT CABLES |  |  |  | 636_C+SGST 18% I/P RD
611 | ALUMINIUM ARMOURED CABLE 70 SQ.MM. 3-CORE | 561 | Material | 7012_RMT | 7012_RMT | 1 |  | 15113_ELECTRICAL LT CABLES |  |  |  | 636_C+SGST 18% I/P RD
612 | ALUMINIUM ARMOURED CABLE 95 SQ.MM. 3-CORE | 561 | Material | 7012_RMT | 7012_RMT | 1 |  | 15113_ELECTRICAL LT CABLES |  |  |  | 636_C+SGST 18% I/P RD
613 | ALUMINIUM ARMOURED CABLE 120 SQ.MM. 3-CORE | 561 | Material | 7012_RMT | 7012_RMT | 1 |  | 15113_ELECTRICAL LT CABLES |  |  |  | 636_C+SGST 18% I/P RD
614 | ALUMINIUM ARMOURED CABLE 150 SQ.MM. 3-CORE | 561 | Material | 7012_RMT | 7012_RMT | 1 |  | 15113_ELECTRICAL LT CABLES |  |  |  | 636_C+SGST 18% I/P RD
615 | ALUMINIUM ARMOURED CABLE 185 SQ.MM. 3-CORE | 561 | Material | 7012_RMT | 7012_RMT | 1 |  | 15113_ELECTRICAL LT CABLES |  |  |  | 636_C+SGST 18% I/P RD
616 | ALUMINIUM ARMOURED CABLE 240 SQ.MM. 3-CORE | 561 | Material | 7012_RMT | 7012_RMT | 1 |  | 15113_ELECTRICAL LT CABLES |  |  |  | 636_C+SGST 18% I/P RD
617 | ALUMINIUM ARMOURED CABLE 300 SQ.MM. 3-CORE | 561 | Material | 7012_RMT | 7012_RMT | 1 |  | 15113_ELECTRICAL LT CABLES |  |  |  | 636_C+SGST 18% I/P RD
618 | ALUMINIUM ARMOURED CABLE 25 SQ.MM. 3.5-CORE | 561 | Material | 7012_RMT | 7012_RMT | 1 |  | 15113_ELECTRICAL LT CABLES |  |  |  | 636_C+SGST 18% I/P RD
619 | ALUMINIUM ARMOURED CABLE 35 SQ.MM. 3.5-CORE | 561 | Material | 7012_RMT | 7012_RMT | 1 |  | 15113_ELECTRICAL LT CABLES |  |  |  | 636_C+SGST 18% I/P RD
620 | ALUMINIUM ARMOURED CABLE 50 SQ.MM. 3.5-CORE | 561 | Material | 7012_RMT | 7012_RMT | 1 |  | 15113_ELECTRICAL LT CABLES |  |  |  | 636_C+SGST 18% I/P RD
621 | ALUMINIUM ARMOURED CABLE 70 SQ.MM. 3.5-CORE | 561 | Material | 7012_RMT | 7012_RMT | 1 |  | 15113_ELECTRICAL LT CABLES |  |  |  | 636_C+SGST 18% I/P RD
622 | ALUMINIUM ARMOURED CABLE 95 SQ.MM. 3.5-CORE | 561 | Material | 7012_RMT | 7012_RMT | 1 |  | 15113_ELECTRICAL LT CABLES |  |  |  | 636_C+SGST 18% I/P RD
623 | ALUMINIUM ARMOURED CABLE 120 SQ.MM. 3.5-CORE | 561 | Material | 7012_RMT | 7012_RMT | 1 |  | 15113_ELECTRICAL LT CABLES |  |  |  | 636_C+SGST 18% I/P RD
624 | ALUMINIUM ARMOURED CABLE 150 SQ.MM. 3.5-CORE | 561 | Material | 7012_RMT | 7012_RMT | 1 |  | 15113_ELECTRICAL LT CABLES |  |  |  | 636_C+SGST 18% I/P RD
625 | ALUMINIUM ARMOURED CABLE 185 SQ.MM. 3.5-CORE | 561 | Material | 7012_RMT | 7012_RMT | 1 |  | 15113_ELECTRICAL LT CABLES |  |  |  | 636_C+SGST 18% I/P RD
626 | ALUMINIUM ARMOURED CABLE 240 SQ.MM. 3.5-CORE | 561 | Material | 7012_RMT | 7012_RMT | 1 |  | 15113_ELECTRICAL LT CABLES |  |  |  | 636_C+SGST 18% I/P RD
627 | ALUMINIUM ARMOURED CABLE 300 SQ.MM. 3.5-CORE | 561 | Material | 7012_RMT | 7012_RMT | 1 |  | 15113_ELECTRICAL LT CABLES |  |  |  | 636_C+SGST 18% I/P RD
628 | ALUMINIUM ARMOURED CABLE 400 SQ.MM. 3.5-CORE | 561 | Material | 7012_RMT | 7012_RMT | 1 |  | 15113_ELECTRICAL LT CABLES |  |  |  | 636_C+SGST 18% I/P RD
629 | ALUMINIUM ARMOURED CABLE 500 SQ.MM. 3.5-CORE | 561 | Material | 7012_RMT | 7012_RMT | 1 |  | 15113_ELECTRICAL LT CABLES |  |  |  | 636_C+SGST 18% I/P RD
630 | ALUMINIUM ARMOURED CABLE 630 SQ.MM. 3.5-CORE | 561 | Material | 7012_RMT | 7012_RMT | 1 |  | 15113_ELECTRICAL LT CABLES |  |  |  | 636_C+SGST 18% I/P RD
631 | ALUMINIUM ARMOURED CABLE 2.5 SQ.MM. 4-CORE | 561 | Material | 7012_RMT | 7012_RMT | 1 |  | 15113_ELECTRICAL LT CABLES |  |  |  | 636_C+SGST 18% I/P RD
632 | ALUMINIUM ARMOURED CABLE 4 SQ.MM. 4-CORE | 561 | Material | 7012_RMT | 7012_RMT | 1 |  | 15113_ELECTRICAL LT CABLES |  |  |  | 636_C+SGST 18% I/P RD
633 | ALUMINIUM ARMOURED CABLE 6 SQ.MM. 4-CORE | 561 | Material | 7012_RMT | 7012_RMT | 1 |  | 15113_ELECTRICAL LT CABLES |  |  |  | 636_C+SGST 18% I/P RD
634 | ALUMINIUM ARMOURED CABLE 10 SQ.MM. 4-CORE | 561 | Material | 7012_RMT | 7012_RMT | 1 |  | 15113_ELECTRICAL LT CABLES |  |  |  | 636_C+SGST 18% I/P RD
635 | ALUMINIUM ARMOURED CABLE 16 SQ.MM. 4-CORE | 561 | Material | 7012_RMT | 7012_RMT | 1 |  | 15113_ELECTRICAL LT CABLES |  |  |  | 636_C+SGST 18% I/P RD
636 | ALUMINIUM ARMOURED CABLE 25 SQ.MM. 4-CORE | 561 | Material | 7012_RMT | 7012_RMT | 1 |  | 15113_ELECTRICAL LT CABLES |  |  |  | 636_C+SGST 18% I/P RD
637 | ALUMINIUM ARMOURED CABLE 35 SQ.MM. 4-CORE | 561 | Material | 7012_RMT | 7012_RMT | 1 |  | 15113_ELECTRICAL LT CABLES |  |  |  | 636_C+SGST 18% I/P RD
638 | ALUMINIUM ARMOURED CABLE 50 SQ.MM. 4-CORE | 561 | Material | 7012_RMT | 7012_RMT | 1 |  | 15113_ELECTRICAL LT CABLES |  |  |  | 636_C+SGST 18% I/P RD
639 | ALUMINIUM ARMOURED CABLE 70 SQ.MM. 4-CORE | 561 | Material | 7012_RMT | 7012_RMT | 1 |  | 15113_ELECTRICAL LT CABLES |  |  |  | 636_C+SGST 18% I/P RD
640 | ALUMINIUM ARMOURED CABLE 95 SQ.MM. 4-CORE | 561 | Material | 7012_RMT | 7012_RMT | 1 |  | 15113_ELECTRICAL LT CABLES |  |  |  | 636_C+SGST 18% I/P RD
641 | ALUMINIUM ARMOURED CABLE 120 SQ.MM. 4-CORE | 561 | Material | 7012_RMT | 7012_RMT | 1 |  | 15113_ELECTRICAL LT CABLES |  |  |  | 636_C+SGST 18% I/P RD
642 | ALUMINIUM ARMOURED CABLE 150 SQ.MM. 4-CORE | 561 | Material | 7012_RMT | 7012_RMT | 1 |  | 15113_ELECTRICAL LT CABLES |  |  |  | 636_C+SGST 18% I/P RD
643 | ALUMINIUM ARMOURED CABLE 185 SQ.MM. 4-CORE | 561 | Material | 7012_RMT | 7012_RMT | 1 |  | 15113_ELECTRICAL LT CABLES |  |  |  | 636_C+SGST 18% I/P RD
644 | ALUMINIUM ARMOURED CABLE 240 SQ.MM. 4-CORE | 561 | Material | 7012_RMT | 7012_RMT | 1 |  | 15113_ELECTRICAL LT CABLES |  |  |  | 636_C+SGST 18% I/P RD
645 | ALUMINIUM ARMOURED CABLE 300 SQ.MM. 4-CORE | 561 | Material | 7012_RMT | 7012_RMT | 1 |  | 15113_ELECTRICAL LT CABLES |  |  |  | 636_C+SGST 18% I/P RD
646 | ALUMINIUM ARMOURED CABLE 400 SQ.MM. 4-CORE | 561 | Material | 7012_RMT | 7012_RMT | 1 |  | 15113_ELECTRICAL LT CABLES |  |  |  | 636_C+SGST 18% I/P RD
647 | ALUMINIUM ARMOURED CABLE 500 SQ.MM. 4-CORE | 561 | Material | 7012_RMT | 7012_RMT | 1 |  | 15113_ELECTRICAL LT CABLES |  |  |  | 636_C+SGST 18% I/P RD
648 | ALUMINIUM ARMOURED CABLE 630 SQ.MM. 4-CORE | 561 | Material | 7012_RMT | 7012_RMT | 1 |  | 15113_ELECTRICAL LT CABLES |  |  |  | 636_C+SGST 18% I/P RD
649 | COPPER COAXIAL CABLE 3+1 | 561 | Material | 7012_RMT | 7012_RMT | 1 |  | 15113_ELECTRICAL LT CABLES |  |  |  | 636_C+SGST 18% I/P RD
650 | COPPER COAXIAL CABLE 4+1 | 561 | Material | 7012_RMT | 7012_RMT | 1 |  | 15113_ELECTRICAL LT CABLES |  |  |  | 636_C+SGST 18% I/P RD
651 | CAT -6 | 561 | Material | 7012_RMT | 7012_RMT | 1 |  | 15113_ELECTRICAL LT CABLES |  |  |  | 636_C+SGST 18% I/P RD
652 | CAT - 6 A | 561 | Material | 7012_RMT | 7012_RMT | 1 |  | 15113_ELECTRICAL LT CABLES |  |  |  | 636_C+SGST 18% I/P RD
653 | CABLE RG -6 | 561 | Material | 7012_RMT | 7012_RMT | 1 |  | 15113_ELECTRICAL LT CABLES |  |  |  | 636_C+SGST 18% I/P RD
654 | FIBER OPTIC CABLE SINGLE MODE 2 CORE | 561 | Material | 7012_RMT | 7012_RMT | 1 |  | 15113_ELECTRICAL LT CABLES |  |  |  | 636_C+SGST 18% I/P RD
655 | FIBER OPTIC CABLE SINGLE MODE 4 CORE | 561 | Material | 7012_RMT | 7012_RMT | 1 |  | 15113_ELECTRICAL LT CABLES |  |  |  | 636_C+SGST 18% I/P RD
656 | FIBER OPTIC CABLE SINGLE MODE 6 CORE | 561 | Material | 7012_RMT | 7012_RMT | 1 |  | 15113_ELECTRICAL LT CABLES |  |  |  | 636_C+SGST 18% I/P RD
657 | FIBER OPTIC CABLE SINGLE MODE 12 CORE | 561 | Material | 7012_RMT | 7012_RMT | 1 |  | 15113_ELECTRICAL LT CABLES |  |  |  | 636_C+SGST 18% I/P RD
658 | ELECTRICAL SWITCH & SOCKET | 0 | Group
659 | SWITCH 6 AMP BELL PUSH 1-MODULE | 658 | Material | 7017_NOS | 7017_NOS | 1 |  | 15114_ELECTRICAL SWITCH & SOCKET |  |  |  | 636_C+SGST 18% I/P RD
660 | SWITCH 6 AMP BELL PUSH 2-MODULE | 658 | Material | 7017_NOS | 7017_NOS | 1 |  | 15114_ELECTRICAL SWITCH & SOCKET |  |  |  | 636_C+SGST 18% I/P RD
661 | SWITCH 6 AMP BELL PUSH WITH INDICATOR 1-MODULE | 658 | Material | 7017_NOS | 7017_NOS | 1 |  | 15114_ELECTRICAL SWITCH & SOCKET |  |  |  | 636_C+SGST 18% I/P RD
662 | SWITCH 6 AMP BELL PUSH WITH INDICATOR 2-MODULE | 658 | Material | 7017_NOS | 7017_NOS | 1 |  | 15114_ELECTRICAL SWITCH & SOCKET |  |  |  | 636_C+SGST 18% I/P RD
663 | SWITCH 10 AMP BELL PUSH 1-MODULE | 658 | Material | 7017_NOS | 7017_NOS | 1 |  | 15114_ELECTRICAL SWITCH & SOCKET |  |  |  | 636_C+SGST 18% I/P RD
664 | SWITCH 10 AMP BELL PUSH 2-MODULE | 658 | Material | 7017_NOS | 7017_NOS | 1 |  | 15114_ELECTRICAL SWITCH & SOCKET |  |  |  | 636_C+SGST 18% I/P RD
665 | SWITCH 10 AMP BELL PUSH WITH INDICATOR 1-MODULE | 658 | Material | 7017_NOS | 7017_NOS | 1 |  | 15114_ELECTRICAL SWITCH & SOCKET |  |  |  | 636_C+SGST 18% I/P RD
666 | SWITCH 10 AMP BELL PUSH WITH INDICATOR 2-MODULE | 658 | Material | 7017_NOS | 7017_NOS | 1 |  | 15114_ELECTRICAL SWITCH & SOCKET |  |  |  | 636_C+SGST 18% I/P RD
667 | SWITCH 6 AMP 1 WAY 1-MODULE | 658 | Material | 7017_NOS | 7017_NOS | 1 |  | 15114_ELECTRICAL SWITCH & SOCKET |  |  |  | 636_C+SGST 18% I/P RD
668 | SWITCH 6 AMP 2 WAY 1-MODULE | 658 | Material | 7017_NOS | 7017_NOS | 1 |  | 15114_ELECTRICAL SWITCH & SOCKET |  |  |  | 636_C+SGST 18% I/P RD
669 | SWITCH 6 AMP 1 WAY WITH INDICATOR 1-MODULE | 658 | Material | 7017_NOS | 7017_NOS | 1 |  | 15114_ELECTRICAL SWITCH & SOCKET |  |  |  | 636_C+SGST 18% I/P RD
670 | SWITCH 6 AMP 2 WAY WITH INDICATOR 1-MODULE | 658 | Material | 7017_NOS | 7017_NOS | 1 |  | 15114_ELECTRICAL SWITCH & SOCKET |  |  |  | 636_C+SGST 18% I/P RD
671 | SWITCH 10 AMP 1 WAY 1-MODULE | 658 | Material | 7017_NOS | 7017_NOS | 1 |  | 15114_ELECTRICAL SWITCH & SOCKET |  |  |  | 636_C+SGST 18% I/P RD
672 | SWITCH 10 AMP 2 WAY 1-MODULE | 658 | Material | 7017_NOS | 7017_NOS | 1 |  | 15114_ELECTRICAL SWITCH & SOCKET |  |  |  | 636_C+SGST 18% I/P RD
673 | SWITCH 10 AMP 1 WAY WITH INDICATOR 1-MODULE | 658 | Material | 7017_NOS | 7017_NOS | 1 |  | 15114_ELECTRICAL SWITCH & SOCKET |  |  |  | 636_C+SGST 18% I/P RD
674 | SWITCH 10 AMP 2 WAY WITH INDICATOR 1-MODULE | 658 | Material | 7017_NOS | 7017_NOS | 1 |  | 15114_ELECTRICAL SWITCH & SOCKET |  |  |  | 636_C+SGST 18% I/P RD
675 | SWITCH 16 AMP 1 WAY 1-MODULE | 658 | Material | 7017_NOS | 7017_NOS | 1 |  | 15114_ELECTRICAL SWITCH & SOCKET |  |  |  | 636_C+SGST 18% I/P RD
676 | SWITCH 16 AMP 2 WAY 1-MODULE | 658 | Material | 7017_NOS | 7017_NOS | 1 |  | 15114_ELECTRICAL SWITCH & SOCKET |  |  |  | 636_C+SGST 18% I/P RD
677 | SWITCH 16 AMP 1 WAY WITH INDICATOR 1-MODULE | 658 | Material | 7017_NOS | 7017_NOS | 1 |  | 15114_ELECTRICAL SWITCH & SOCKET |  |  |  | 636_C+SGST 18% I/P RD
678 | SWITCH 16 AMP 1 WAY WITH INDICATOR 2-MODULE | 658 | Material | 7017_NOS | 7017_NOS | 1 |  | 15114_ELECTRICAL SWITCH & SOCKET |  |  |  | 636_C+SGST 18% I/P RD
679 | SWITCH 20 AMP 1 WAY 1-MODULE | 658 | Material | 7017_NOS | 7017_NOS | 1 |  | 15114_ELECTRICAL SWITCH & SOCKET |  |  |  | 636_C+SGST 18% I/P RD
680 | SWITCH 20 AMP 2 WAY 1-MODULE | 658 | Material | 7017_NOS | 7017_NOS | 1 |  | 15114_ELECTRICAL SWITCH & SOCKET |  |  |  | 636_C+SGST 18% I/P RD
681 | SWITCH 20 AMP 1 WAY WITH INDICATOR 1-MODULE | 658 | Material | 7017_NOS | 7017_NOS | 1 |  | 15114_ELECTRICAL SWITCH & SOCKET |  |  |  | 636_C+SGST 18% I/P RD
682 | SWITCH 20 AMP 1 WAY WITH INDICATOR 2-MODULE | 658 | Material | 7017_NOS | 7017_NOS | 1 |  | 15114_ELECTRICAL SWITCH & SOCKET |  |  |  | 636_C+SGST 18% I/P RD
683 | SWITCH 25 AMP 1 WAY WITH INDICATOR 2-MODULE | 658 | Material | 7017_NOS | 7017_NOS | 1 |  | 15114_ELECTRICAL SWITCH & SOCKET |  |  |  | 636_C+SGST 18% I/P RD
684 | SWITCH 32 AMP 1 WAY WITH INDICATOR 2-MODULE | 658 | Material | 7017_NOS | 7017_NOS | 1 |  | 15114_ELECTRICAL SWITCH & SOCKET |  |  |  | 636_C+SGST 18% I/P RD
685 | SWITCH KEY CARD | 658 | Material | 7017_NOS | 7017_NOS | 1 |  | 15114_ELECTRICAL SWITCH & SOCKET |  |  |  | 636_C+SGST 18% I/P RD
686 | SWITCH SOCKET COMBINE 6 AMP | 658 | Material | 7017_NOS | 7017_NOS | 1 |  | 15114_ELECTRICAL SWITCH & SOCKET |  |  |  | 636_C+SGST 18% I/P RD
687 | SWITCH SOCKET COMBINE 6/16 AMP | 658 | Material | 7017_NOS | 7017_NOS | 1 |  | 15114_ELECTRICAL SWITCH & SOCKET |  |  |  | 636_C+SGST 18% I/P RD
688 | SOCKET 6 AMP 2 MODULE WITH SHUTTER | 658 | Material | 7017_NOS | 7017_NOS | 1 |  | 15114_ELECTRICAL SWITCH & SOCKET |  |  |  | 636_C+SGST 18% I/P RD
689 | SOCKET 10 AMP 2 MODULE WITH SHUTTER | 658 | Material | 7017_NOS | 7017_NOS | 1 |  | 15114_ELECTRICAL SWITCH & SOCKET |  |  |  | 636_C+SGST 18% I/P RD
690 | SOCKET 16 AMP 2 MODULE WITH SHUTTER | 658 | Material | 7017_NOS | 7017_NOS | 1 |  | 15114_ELECTRICAL SWITCH & SOCKET |  |  |  | 636_C+SGST 18% I/P RD
691 | SOCKET 20 AMP 2 MODULE WITH SHUTTER | 658 | Material | 7017_NOS | 7017_NOS | 1 |  | 15114_ELECTRICAL SWITCH & SOCKET |  |  |  | 636_C+SGST 18% I/P RD
692 | SOCKET 6/16 AMP 2 MODULE WITH SHUTTER | 658 | Material | 7017_NOS | 7017_NOS | 1 |  | 15114_ELECTRICAL SWITCH & SOCKET |  |  |  | 636_C+SGST 18% I/P RD
693 | SOCKET SHAVER | 658 | Material | 7017_NOS | 7017_NOS | 1 |  | 15114_ELECTRICAL SWITCH & SOCKET |  |  |  | 636_C+SGST 18% I/P RD
694 | SOCKET TV CO-AXIAL | 658 | Material | 7017_NOS | 7017_NOS | 1 |  | 15114_ELECTRICAL SWITCH & SOCKET |  |  |  | 636_C+SGST 18% I/P RD
695 | SOCKET TELEPHONE SINGLE 1-MODULE | 658 | Material | 7017_NOS | 7017_NOS | 1 |  | 15114_ELECTRICAL SWITCH & SOCKET |  |  |  | 636_C+SGST 18% I/P RD
696 | SOCKET TELEPHONE DOUBLE 1-MODULE | 658 | Material | 7017_NOS | 7017_NOS | 1 |  | 15114_ELECTRICAL SWITCH & SOCKET |  |  |  | 636_C+SGST 18% I/P RD
697 | SOCKET RJ45 | 658 | Material | 7017_NOS | 7017_NOS | 1 |  | 15114_ELECTRICAL SWITCH & SOCKET |  |  |  | 636_C+SGST 18% I/P RD
698 | SOCKET AUDIO/VIDEO CONNECTOR | 658 | Material | 7017_NOS | 7017_NOS | 1 |  | 15114_ELECTRICAL SWITCH & SOCKET |  |  |  | 636_C+SGST 18% I/P RD
699 | SOCKET PROJECTOR CONNECTOR | 658 | Material | 7017_NOS | 7017_NOS | 1 |  | 15114_ELECTRICAL SWITCH & SOCKET |  |  |  | 636_C+SGST 18% I/P RD
700 | SOCKET HDMI SOCKET | 658 | Material | 7017_NOS | 7017_NOS | 1 |  | 15114_ELECTRICAL SWITCH & SOCKET |  |  |  | 636_C+SGST 18% I/P RD
701 | SOCKET USB CHARGER 1-MODULE | 658 | Material | 7017_NOS | 7017_NOS | 1 |  | 15114_ELECTRICAL SWITCH & SOCKET |  |  |  | 636_C+SGST 18% I/P RD
702 | SOCKET USB CHARGER 2-MODULE | 658 | Material | 7017_NOS | 7017_NOS | 1 |  | 15114_ELECTRICAL SWITCH & SOCKET |  |  |  | 636_C+SGST 18% I/P RD
703 | FAN REGULATOR STEP TYPE 1-MODULE | 658 | Material | 7017_NOS | 7017_NOS | 1 |  | 15114_ELECTRICAL SWITCH & SOCKET |  |  |  | 636_C+SGST 18% I/P RD
704 | FAN REGULATOR STEP TYPE 2-MODULE | 658 | Material | 7017_NOS | 7017_NOS | 1 |  | 15114_ELECTRICAL SWITCH & SOCKET |  |  |  | 636_C+SGST 18% I/P RD
705 | LIGHT DIMMER 1-MODULE | 658 | Material | 7017_NOS | 7017_NOS | 1 |  | 15114_ELECTRICAL SWITCH & SOCKET |  |  |  | 636_C+SGST 18% I/P RD
706 | LIGHT DIMMER 2-MODULE | 658 | Material | 7017_NOS | 7017_NOS | 1 |  | 15114_ELECTRICAL SWITCH & SOCKET |  |  |  | 636_C+SGST 18% I/P RD
707 | SKIRTING LIGHT (FOOT LAMP) | 658 | Material | 7017_NOS | 7017_NOS | 1 |  | 15114_ELECTRICAL SWITCH & SOCKET |  |  |  | 636_C+SGST 18% I/P RD
708 | CONCEALED METAL BOX 1 & 2 MODULE | 658 | Material | 7017_NOS | 7017_NOS | 1 |  | 15114_ELECTRICAL SWITCH & SOCKET |  |  |  | 636_C+SGST 18% I/P RD
709 | CONCEALED METAL BOX 3 MODULE | 658 | Material | 7017_NOS | 7017_NOS | 1 |  | 15114_ELECTRICAL SWITCH & SOCKET |  |  |  | 636_C+SGST 18% I/P RD
710 | CONCEALED METAL BOX 4 MODULE | 658 | Material | 7017_NOS | 7017_NOS | 1 |  | 15114_ELECTRICAL SWITCH & SOCKET |  |  |  | 636_C+SGST 18% I/P RD
711 | CONCEALED METAL BOX 6 MODULE | 658 | Material | 7017_NOS | 7017_NOS | 1 |  | 15114_ELECTRICAL SWITCH & SOCKET |  |  |  | 636_C+SGST 18% I/P RD
712 | CONCEALED METAL BOX 8 MODULE SQUARE | 658 | Material | 7017_NOS | 7017_NOS | 1 |  | 15114_ELECTRICAL SWITCH & SOCKET |  |  |  | 636_C+SGST 18% I/P RD
713 | CONCEALED METAL BOX 8 MODULE HORIZONTAL | 658 | Material | 7017_NOS | 7017_NOS | 1 |  | 15114_ELECTRICAL SWITCH & SOCKET |  |  |  | 636_C+SGST 18% I/P RD
714 | CONCEALED METAL BOX 10 MODULE HORIZONTAL | 658 | Material | 7017_NOS | 7017_NOS | 1 |  | 15114_ELECTRICAL SWITCH & SOCKET |  |  |  | 636_C+SGST 18% I/P RD
715 | CONCEALED METAL BOX 12 MODULE SQUARE | 658 | Material | 7017_NOS | 7017_NOS | 1 |  | 15114_ELECTRICAL SWITCH & SOCKET |  |  |  | 636_C+SGST 18% I/P RD
716 | CONCEALED METAL BOX 12 MODULE HORIZONTAL | 658 | Material | 7017_NOS | 7017_NOS | 1 |  | 15114_ELECTRICAL SWITCH & SOCKET |  |  |  | 636_C+SGST 18% I/P RD
717 | CONCEALED METAL BOX 18 MODULE SQUARE | 658 | Material | 7017_NOS | 7017_NOS | 1 |  | 15114_ELECTRICAL SWITCH & SOCKET |  |  |  | 636_C+SGST 18% I/P RD
718 | PVC SUFACE BOX 2 MODULE | 658 | Material | 7017_NOS | 7017_NOS | 1 |  | 15114_ELECTRICAL SWITCH & SOCKET |  |  |  | 636_C+SGST 18% I/P RD
719 | PVC SUFACE BOX 3 MODULE | 658 | Material | 7017_NOS | 7017_NOS | 1 |  | 15114_ELECTRICAL SWITCH & SOCKET |  |  |  | 636_C+SGST 18% I/P RD
720 | PVC SUFACE BOX 4 MODULE | 658 | Material | 7017_NOS | 7017_NOS | 1 |  | 15114_ELECTRICAL SWITCH & SOCKET |  |  |  | 636_C+SGST 18% I/P RD
721 | PVC SUFACE BOX 6 MODULE | 658 | Material | 7017_NOS | 7017_NOS | 1 |  | 15114_ELECTRICAL SWITCH & SOCKET |  |  |  | 636_C+SGST 18% I/P RD
722 | PVC SUFACE BOX 8 MODULE SQUARE | 658 | Material | 7017_NOS | 7017_NOS | 1 |  | 15114_ELECTRICAL SWITCH & SOCKET |  |  |  | 636_C+SGST 18% I/P RD
723 | PVC SUFACE BOX 8 MODULE HORIZONTAL | 658 | Material | 7017_NOS | 7017_NOS | 1 |  | 15114_ELECTRICAL SWITCH & SOCKET |  |  |  | 636_C+SGST 18% I/P RD
724 | PVC SUFACE BOX 10 MODULE HORIZONTAL | 658 | Material | 7017_NOS | 7017_NOS | 1 |  | 15114_ELECTRICAL SWITCH & SOCKET |  |  |  | 636_C+SGST 18% I/P RD
725 | PVC SUFACE BOX 12 MODULE SQUARE | 658 | Material | 7017_NOS | 7017_NOS | 1 |  | 15114_ELECTRICAL SWITCH & SOCKET |  |  |  | 636_C+SGST 18% I/P RD
726 | PVC SUFACE BOX 18 MODULE SQUARE | 658 | Material | 7017_NOS | 7017_NOS | 1 |  | 15114_ELECTRICAL SWITCH & SOCKET |  |  |  | 636_C+SGST 18% I/P RD
727 | COVER PLATE 1 MODULE | 658 | Material | 7017_NOS | 7017_NOS | 1 |  | 15114_ELECTRICAL SWITCH & SOCKET |  |  |  | 636_C+SGST 18% I/P RD
728 | COVER PLATE 2 MODULE | 658 | Material | 7017_NOS | 7017_NOS | 1 |  | 15114_ELECTRICAL SWITCH & SOCKET |  |  |  | 636_C+SGST 18% I/P RD
729 | COVER PLATE 3 MODULE | 658 | Material | 7017_NOS | 7017_NOS | 1 |  | 15114_ELECTRICAL SWITCH & SOCKET |  |  |  | 636_C+SGST 18% I/P RD
730 | COVER PLATE 4 MODULE | 658 | Material | 7017_NOS | 7017_NOS | 1 |  | 15114_ELECTRICAL SWITCH & SOCKET |  |  |  | 636_C+SGST 18% I/P RD
731 | COVER PLATE 6 MODULE | 658 | Material | 7017_NOS | 7017_NOS | 1 |  | 15114_ELECTRICAL SWITCH & SOCKET |  |  |  | 636_C+SGST 18% I/P RD
732 | COVER PLATE 8 MODULE SQUARE | 658 | Material | 7017_NOS | 7017_NOS | 1 |  | 15114_ELECTRICAL SWITCH & SOCKET |  |  |  | 636_C+SGST 18% I/P RD
733 | COVER PLATE 8 MODULE HORIZONTAL | 658 | Material | 7017_NOS | 7017_NOS | 1 |  | 15114_ELECTRICAL SWITCH & SOCKET |  |  |  | 636_C+SGST 18% I/P RD
734 | COVER PLATE 10 MODULE HORIZONTAL | 658 | Material | 7017_NOS | 7017_NOS | 1 |  | 15114_ELECTRICAL SWITCH & SOCKET |  |  |  | 636_C+SGST 18% I/P RD
735 | COVER PLATE 12 MODULE SQUARE | 658 | Material | 7017_NOS | 7017_NOS | 1 |  | 15114_ELECTRICAL SWITCH & SOCKET |  |  |  | 636_C+SGST 18% I/P RD
736 | COVER PLATE 18 MODULE SQUARE | 658 | Material | 7017_NOS | 7017_NOS | 1 |  | 15114_ELECTRICAL SWITCH & SOCKET |  |  |  | 636_C+SGST 18% I/P RD
737 | SWITCH BLANK PLATE 1 MODULE | 658 | Material | 7017_NOS | 7017_NOS | 1 |  | 15114_ELECTRICAL SWITCH & SOCKET |  |  |  | 636_C+SGST 18% I/P RD
738 | SWITCH BLANK PLATE 2 MODULE | 658 | Material | 7017_NOS | 7017_NOS | 1 |  | 15114_ELECTRICAL SWITCH & SOCKET |  |  |  | 636_C+SGST 18% I/P RD
739 | INDUSTRIAL SOCKET 16 AMP | 658 | Material | 7017_NOS | 7017_NOS | 1 |  | 15114_ELECTRICAL SWITCH & SOCKET |  |  |  | 636_C+SGST 18% I/P RD
740 | INDUSTRIAL SOCKET 16 AMP | 658 | Material | 7017_NOS | 7017_NOS | 1 |  | 15114_ELECTRICAL SWITCH & SOCKET |  |  |  | 636_C+SGST 18% I/P RD
741 | INDUSTRIAL SOCKET 16 AMP | 658 | Material | 7017_NOS | 7017_NOS | 1 |  | 15114_ELECTRICAL SWITCH & SOCKET |  |  |  | 636_C+SGST 18% I/P RD
742 | INDUSTRIAL SOCKET 16 AMP | 658 | Material | 7017_NOS | 7017_NOS | 1 |  | 15114_ELECTRICAL SWITCH & SOCKET |  |  |  | 636_C+SGST 18% I/P RD
743 | INDUSTRIAL SOCKET 16 AMP | 658 | Material | 7017_NOS | 7017_NOS | 1 |  | 15114_ELECTRICAL SWITCH & SOCKET |  |  |  | 636_C+SGST 18% I/P RD
744 | INDUSTRIAL SOCKET 16 AMP | 658 | Material | 7017_NOS | 7017_NOS | 1 |  | 15114_ELECTRICAL SWITCH & SOCKET |  |  |  | 636_C+SGST 18% I/P RD
745 | ELECTRICAL SWITCHGEAR | 0 | Group
746 | MCB 6 AMP 1 POLE (SP) | 745 | Material | 7017_NOS | 7017_NOS | 1 |  | 15115_ELECTRICAL SWITCHGEAR |  |  |  | 636_C+SGST 18% I/P RD
747 | MCB 10 AMP 1 POLE (SP) | 745 | Material | 7017_NOS | 7017_NOS | 1 |  | 15115_ELECTRICAL SWITCHGEAR |  |  |  | 636_C+SGST 18% I/P RD
748 | MCB 16 AMP 1 POLE (SP) | 745 | Material | 7017_NOS | 7017_NOS | 1 |  | 15115_ELECTRICAL SWITCHGEAR |  |  |  | 636_C+SGST 18% I/P RD
749 | MCB 20 AMP 1 POLE (SP) | 745 | Material | 7017_NOS | 7017_NOS | 1 |  | 15115_ELECTRICAL SWITCHGEAR |  |  |  | 636_C+SGST 18% I/P RD
750 | MCB 25 AMP 1 POLE (SP) | 745 | Material | 7017_NOS | 7017_NOS | 1 |  | 15115_ELECTRICAL SWITCHGEAR |  |  |  | 636_C+SGST 18% I/P RD
751 | MCB 32 AMP 1 POLE (SP) | 745 | Material | 7017_NOS | 7017_NOS | 1 |  | 15115_ELECTRICAL SWITCHGEAR |  |  |  | 636_C+SGST 18% I/P RD
752 | MCB 40 AMP 1 POLE (SP) | 745 | Material | 7017_NOS | 7017_NOS | 1 |  | 15115_ELECTRICAL SWITCHGEAR |  |  |  | 636_C+SGST 18% I/P RD
753 | MCB 63 AMP 1 POLE (SP) | 745 | Material | 7017_NOS | 7017_NOS | 1 |  | 15115_ELECTRICAL SWITCHGEAR |  |  |  | 636_C+SGST 18% I/P RD
754 | MCB 6 AMP 2 POLE (DP) | 745 | Material | 7017_NOS | 7017_NOS | 1 |  | 15115_ELECTRICAL SWITCHGEAR |  |  |  | 636_C+SGST 18% I/P RD
755 | MCB 10 AMP 2 POLE (DP) | 745 | Material | 7017_NOS | 7017_NOS | 1 |  | 15115_ELECTRICAL SWITCHGEAR |  |  |  | 636_C+SGST 18% I/P RD
756 | MCB 16 AMP 2 POLE (DP) | 745 | Material | 7017_NOS | 7017_NOS | 1 |  | 15115_ELECTRICAL SWITCHGEAR |  |  |  | 636_C+SGST 18% I/P RD
757 | MCB 20 AMP 2 POLE (DP) | 745 | Material | 7017_NOS | 7017_NOS | 1 |  | 15115_ELECTRICAL SWITCHGEAR |  |  |  | 636_C+SGST 18% I/P RD
758 | MCB 25 AMP 2 POLE (DP) | 745 | Material | 7017_NOS | 7017_NOS | 1 |  | 15115_ELECTRICAL SWITCHGEAR |  |  |  | 636_C+SGST 18% I/P RD
759 | MCB 32 AMP 2 POLE (DP) | 745 | Material | 7017_NOS | 7017_NOS | 1 |  | 15115_ELECTRICAL SWITCHGEAR |  |  |  | 636_C+SGST 18% I/P RD
760 | MCB 40 AMP 2 POLE (DP) | 745 | Material | 7017_NOS | 7017_NOS | 1 |  | 15115_ELECTRICAL SWITCHGEAR |  |  |  | 636_C+SGST 18% I/P RD
761 | MCB 63 AMP 2 POLE (DP) | 745 | Material | 7017_NOS | 7017_NOS | 1 |  | 15115_ELECTRICAL SWITCHGEAR |  |  |  | 636_C+SGST 18% I/P RD
762 | MCB 6 AMP 3 POLE | 745 | Material | 7017_NOS | 7017_NOS | 1 |  | 15115_ELECTRICAL SWITCHGEAR |  |  |  | 636_C+SGST 18% I/P RD
763 | MCB 10 AMP 3 POLE | 745 | Material | 7017_NOS | 7017_NOS | 1 |  | 15115_ELECTRICAL SWITCHGEAR |  |  |  | 636_C+SGST 18% I/P RD
764 | MCB 16 AMP 3 POLE | 745 | Material | 7017_NOS | 7017_NOS | 1 |  | 15115_ELECTRICAL SWITCHGEAR |  |  |  | 636_C+SGST 18% I/P RD
765 | MCB 20 AMP 3 POLE | 745 | Material | 7017_NOS | 7017_NOS | 1 |  | 15115_ELECTRICAL SWITCHGEAR |  |  |  | 636_C+SGST 18% I/P RD
766 | MCB 25 AMP 3 POLE | 745 | Material | 7017_NOS | 7017_NOS | 1 |  | 15115_ELECTRICAL SWITCHGEAR |  |  |  | 636_C+SGST 18% I/P RD
767 | MCB 32 AMP 3 POLE | 745 | Material | 7017_NOS | 7017_NOS | 1 |  | 15115_ELECTRICAL SWITCHGEAR |  |  |  | 636_C+SGST 18% I/P RD
768 | MCB 40 AMP 3 POLE | 745 | Material | 7017_NOS | 7017_NOS | 1 |  | 15115_ELECTRICAL SWITCHGEAR |  |  |  | 636_C+SGST 18% I/P RD
769 | MCB 63 AMP 3 POLE | 745 | Material | 7017_NOS | 7017_NOS | 1 |  | 15115_ELECTRICAL SWITCHGEAR |  |  |  | 636_C+SGST 18% I/P RD
770 | MCB 6 AMP 4 POLE | 745 | Material | 7017_NOS | 7017_NOS | 1 |  | 15115_ELECTRICAL SWITCHGEAR |  |  |  | 636_C+SGST 18% I/P RD
771 | MCB 10 AMP 4 POLE | 745 | Material | 7017_NOS | 7017_NOS | 1 |  | 15115_ELECTRICAL SWITCHGEAR |  |  |  | 636_C+SGST 18% I/P RD
772 | MCB 16 AMP 4 POLE | 745 | Material | 7017_NOS | 7017_NOS | 1 |  | 15115_ELECTRICAL SWITCHGEAR |  |  |  | 636_C+SGST 18% I/P RD
773 | MCB 20 AMP 4 POLE | 745 | Material | 7017_NOS | 7017_NOS | 1 |  | 15115_ELECTRICAL SWITCHGEAR |  |  |  | 636_C+SGST 18% I/P RD
774 | MCB 25 AMP 4 POLE | 745 | Material | 7017_NOS | 7017_NOS | 1 |  | 15115_ELECTRICAL SWITCHGEAR |  |  |  | 636_C+SGST 18% I/P RD
775 | MCB 32 AMP 4 POLE | 745 | Material | 7017_NOS | 7017_NOS | 1 |  | 15115_ELECTRICAL SWITCHGEAR |  |  |  | 636_C+SGST 18% I/P RD
776 | MCB 40 AMP 4 POLE | 745 | Material | 7017_NOS | 7017_NOS | 1 |  | 15115_ELECTRICAL SWITCHGEAR |  |  |  | 636_C+SGST 18% I/P RD
777 | MCB 63 AMP 4 POLE | 745 | Material | 7017_NOS | 7017_NOS | 1 |  | 15115_ELECTRICAL SWITCHGEAR |  |  |  | 636_C+SGST 18% I/P RD
778 | RCCB 25 AMP 2 POLE (DP) 30mA | 745 | Material | 7017_NOS | 7017_NOS | 1 |  | 15115_ELECTRICAL SWITCHGEAR |  |  |  | 636_C+SGST 18% I/P RD
779 | RCCB 40 AMP 2 POLE (DP) 30mA | 745 | Material | 7017_NOS | 7017_NOS | 1 |  | 15115_ELECTRICAL SWITCHGEAR |  |  |  | 636_C+SGST 18% I/P RD
780 | RCCB 63 AMP 2 POLE (DP) 30mA | 745 | Material | 7017_NOS | 7017_NOS | 1 |  | 15115_ELECTRICAL SWITCHGEAR |  |  |  | 636_C+SGST 18% I/P RD
781 | RCCB 80 AMP 2 POLE (DP) 30mA | 745 | Material | 7017_NOS | 7017_NOS | 1 |  | 15115_ELECTRICAL SWITCHGEAR |  |  |  | 636_C+SGST 18% I/P RD
782 | RCCB 25 AMP 2 POLE (DP) 100mA | 745 | Material | 7017_NOS | 7017_NOS | 1 |  | 15115_ELECTRICAL SWITCHGEAR |  |  |  | 636_C+SGST 18% I/P RD
783 | RCCB 40 AMP 2 POLE (DP) 100mA | 745 | Material | 7017_NOS | 7017_NOS | 1 |  | 15115_ELECTRICAL SWITCHGEAR |  |  |  | 636_C+SGST 18% I/P RD
784 | RCCB 63 AMP 2 POLE (DP) 100mA | 745 | Material | 7017_NOS | 7017_NOS | 1 |  | 15115_ELECTRICAL SWITCHGEAR |  |  |  | 636_C+SGST 18% I/P RD
785 | RCCB 80 AMP 2 POLE (DP) 100mA | 745 | Material | 7017_NOS | 7017_NOS | 1 |  | 15115_ELECTRICAL SWITCHGEAR |  |  |  | 636_C+SGST 18% I/P RD
786 | RCCB 25 AMP 2 POLE (DP) 300mA | 745 | Material | 7017_NOS | 7017_NOS | 1 |  | 15115_ELECTRICAL SWITCHGEAR |  |  |  | 636_C+SGST 18% I/P RD
787 | RCCB 40 AMP 2 POLE (DP) 300mA | 745 | Material | 7017_NOS | 7017_NOS | 1 |  | 15115_ELECTRICAL SWITCHGEAR |  |  |  | 636_C+SGST 18% I/P RD
788 | RCCB 63 AMP 2 POLE (DP) 300mA | 745 | Material | 7017_NOS | 7017_NOS | 1 |  | 15115_ELECTRICAL SWITCHGEAR |  |  |  | 636_C+SGST 18% I/P RD
789 | RCCB 80 AMP 2 POLE (DP) 300mA | 745 | Material | 7017_NOS | 7017_NOS | 1 |  | 15115_ELECTRICAL SWITCHGEAR |  |  |  | 636_C+SGST 18% I/P RD
790 | RCCB 25 AMP 4 POLE (FP) 30mA | 745 | Material | 7017_NOS | 7017_NOS | 1 |  | 15115_ELECTRICAL SWITCHGEAR |  |  |  | 636_C+SGST 18% I/P RD
791 | RCCB 40 AMP 4 POLE (FP) 30mA | 745 | Material | 7017_NOS | 7017_NOS | 1 |  | 15115_ELECTRICAL SWITCHGEAR |  |  |  | 636_C+SGST 18% I/P RD
792 | RCCB 63 AMP 4 POLE (FP) 30mA | 745 | Material | 7017_NOS | 7017_NOS | 1 |  | 15115_ELECTRICAL SWITCHGEAR |  |  |  | 636_C+SGST 18% I/P RD
793 | RCCB 80 AMP 4 POLE (FP) 30mA | 745 | Material | 7017_NOS | 7017_NOS | 1 |  | 15115_ELECTRICAL SWITCHGEAR |  |  |  | 636_C+SGST 18% I/P RD
794 | RCCB 25 AMP 4 POLE (FP) 100mA | 745 | Material | 7017_NOS | 7017_NOS | 1 |  | 15115_ELECTRICAL SWITCHGEAR |  |  |  | 636_C+SGST 18% I/P RD
795 | RCCB 40 AMP 4 POLE (FP) 100mA | 745 | Material | 7017_NOS | 7017_NOS | 1 |  | 15115_ELECTRICAL SWITCHGEAR |  |  |  | 636_C+SGST 18% I/P RD
796 | RCCB 63 AMP 4 POLE (FP) 100mA | 745 | Material | 7017_NOS | 7017_NOS | 1 |  | 15115_ELECTRICAL SWITCHGEAR |  |  |  | 636_C+SGST 18% I/P RD
797 | RCCB 80 AMP 4 POLE (FP) 100mA | 745 | Material | 7017_NOS | 7017_NOS | 1 |  | 15115_ELECTRICAL SWITCHGEAR |  |  |  | 636_C+SGST 18% I/P RD
798 | RCCB 25 AMP 4 POLE (FP) 300mA | 745 | Material | 7017_NOS | 7017_NOS | 1 |  | 15115_ELECTRICAL SWITCHGEAR |  |  |  | 636_C+SGST 18% I/P RD
799 | RCCB 40 AMP 4 POLE (FP) 300mA | 745 | Material | 7017_NOS | 7017_NOS | 1 |  | 15115_ELECTRICAL SWITCHGEAR |  |  |  | 636_C+SGST 18% I/P RD
800 | RCCB 63 AMP 4 POLE (FP) 300mA | 745 | Material | 7017_NOS | 7017_NOS | 1 |  | 15115_ELECTRICAL SWITCHGEAR |  |  |  | 636_C+SGST 18% I/P RD
801 | RCCB 80 AMP 4 POLE (FP) 300mA | 745 | Material | 7017_NOS | 7017_NOS | 1 |  | 15115_ELECTRICAL SWITCHGEAR |  |  |  | 636_C+SGST 18% I/P RD
802 | RCBO 16 AMP 2 POLE (DP) 30mA | 745 | Material | 7017_NOS | 7017_NOS | 1 |  | 15115_ELECTRICAL SWITCHGEAR |  |  |  | 636_C+SGST 18% I/P RD
803 | RCBO 20 AMP 2 POLE (DP) 30mA | 745 | Material | 7017_NOS | 7017_NOS | 1 |  | 15115_ELECTRICAL SWITCHGEAR |  |  |  | 636_C+SGST 18% I/P RD
804 | RCBO 25 AMP 2 POLE (DP) 30mA | 745 | Material | 7017_NOS | 7017_NOS | 1 |  | 15115_ELECTRICAL SWITCHGEAR |  |  |  | 636_C+SGST 18% I/P RD
805 | RCBO 32 AMP 2 POLE (DP) 30mA | 745 | Material | 7017_NOS | 7017_NOS | 1 |  | 15115_ELECTRICAL SWITCHGEAR |  |  |  | 636_C+SGST 18% I/P RD
806 | RCBO 40 AMP 2 POLE (DP) 30mA | 745 | Material | 7017_NOS | 7017_NOS | 1 |  | 15115_ELECTRICAL SWITCHGEAR |  |  |  | 636_C+SGST 18% I/P RD
807 | RCBO 16 AMP 2 POLE (DP) 300mA | 745 | Material | 7017_NOS | 7017_NOS | 1 |  | 15115_ELECTRICAL SWITCHGEAR |  |  |  | 636_C+SGST 18% I/P RD
808 | RCBO 20 AMP 2 POLE (DP) 300mA | 745 | Material | 7017_NOS | 7017_NOS | 1 |  | 15115_ELECTRICAL SWITCHGEAR |  |  |  | 636_C+SGST 18% I/P RD
809 | RCBO 25 AMP 2 POLE (DP) 300mA | 745 | Material | 7017_NOS | 7017_NOS | 1 |  | 15115_ELECTRICAL SWITCHGEAR |  |  |  | 636_C+SGST 18% I/P RD
810 | RCBO 32 AMP 2 POLE (DP) 300mA | 745 | Material | 7017_NOS | 7017_NOS | 1 |  | 15115_ELECTRICAL SWITCHGEAR |  |  |  | 636_C+SGST 18% I/P RD
811 | RCBO 40 AMP 2 POLE (DP) 300mA | 745 | Material | 7017_NOS | 7017_NOS | 1 |  | 15115_ELECTRICAL SWITCHGEAR |  |  |  | 636_C+SGST 18% I/P RD
812 | MCB BLANK PLATE | 745 | Material | 7017_NOS | 7017_NOS | 1 |  | 15115_ELECTRICAL SWITCHGEAR |  |  |  | 636_C+SGST 18% I/P RD
813 | METAL ENCLOSURE 2 MODULE | 745 | Material | 7017_NOS | 7017_NOS | 1 |  | 15115_ELECTRICAL SWITCHGEAR |  |  |  | 636_C+SGST 18% I/P RD
814 | METAL ENCLOSURE 4 MODULE | 745 | Material | 7017_NOS | 7017_NOS | 1 |  | 15115_ELECTRICAL SWITCHGEAR |  |  |  | 636_C+SGST 18% I/P RD
815 | DB SINGLE DOOR SPN 6 WAY | 745 | Material | 7017_NOS | 7017_NOS | 1 |  | 15115_ELECTRICAL SWITCHGEAR |  |  |  | 636_C+SGST 18% I/P RD
816 | DB SINGLE DOOR SPN 8 WAY | 745 | Material | 7017_NOS | 7017_NOS | 1 |  | 15115_ELECTRICAL SWITCHGEAR |  |  |  | 636_C+SGST 18% I/P RD
817 | DB SINGLE DOOR SPN 12 WAY | 745 | Material | 7017_NOS | 7017_NOS | 1 |  | 15115_ELECTRICAL SWITCHGEAR |  |  |  | 636_C+SGST 18% I/P RD
818 | DB SINGLE DOOR SPN 16 WAY | 745 | Material | 7017_NOS | 7017_NOS | 1 |  | 15115_ELECTRICAL SWITCHGEAR |  |  |  | 636_C+SGST 18% I/P RD
819 | DB SINGLE DOOR SPN 18 WAY | 745 | Material | 7017_NOS | 7017_NOS | 1 |  | 15115_ELECTRICAL SWITCHGEAR |  |  |  | 636_C+SGST 18% I/P RD
820 | DB SINGLE DOOR SPN 20 WAY | 745 | Material | 7017_NOS | 7017_NOS | 1 |  | 15115_ELECTRICAL SWITCHGEAR |  |  |  | 636_C+SGST 18% I/P RD
821 | DB DOUBLE DOOR SPN 6 WAY | 745 | Material | 7017_NOS | 7017_NOS | 1 |  | 15115_ELECTRICAL SWITCHGEAR |  |  |  | 636_C+SGST 18% I/P RD
822 | DB DOUBLE DOOR SPN 8 WAY | 745 | Material | 7017_NOS | 7017_NOS | 1 |  | 15115_ELECTRICAL SWITCHGEAR |  |  |  | 636_C+SGST 18% I/P RD
823 | DB DOUBLE DOOR SPN 12 WAY | 745 | Material | 7017_NOS | 7017_NOS | 1 |  | 15115_ELECTRICAL SWITCHGEAR |  |  |  | 636_C+SGST 18% I/P RD
824 | DB DOUBLE DOOR SPN 16 WAY | 745 | Material | 7017_NOS | 7017_NOS | 1 |  | 15115_ELECTRICAL SWITCHGEAR |  |  |  | 636_C+SGST 18% I/P RD
825 | DB DOUBLE DOOR SPN 18 WAY | 745 | Material | 7017_NOS | 7017_NOS | 1 |  | 15115_ELECTRICAL SWITCHGEAR |  |  |  | 636_C+SGST 18% I/P RD
826 | DB DOUBLE DOOR SPN 20 WAY | 745 | Material | 7017_NOS | 7017_NOS | 1 |  | 15115_ELECTRICAL SWITCHGEAR |  |  |  | 636_C+SGST 18% I/P RD
827 | DB SINGLE DOOR TPN 4 WAY | 745 | Material | 7017_NOS | 7017_NOS | 1 |  | 15115_ELECTRICAL SWITCHGEAR |  |  |  | 636_C+SGST 18% I/P RD
828 | DB SINGLE DOOR TPN 6 WAY | 745 | Material | 7017_NOS | 7017_NOS | 1 |  | 15115_ELECTRICAL SWITCHGEAR |  |  |  | 636_C+SGST 18% I/P RD
829 | DB SINGLE DOOR TPN 8 WAY | 745 | Material | 7017_NOS | 7017_NOS | 1 |  | 15115_ELECTRICAL SWITCHGEAR |  |  |  | 636_C+SGST 18% I/P RD
830 | DB SINGLE DOOR TPN 12 WAY | 745 | Material | 7017_NOS | 7017_NOS | 1 |  | 15115_ELECTRICAL SWITCHGEAR |  |  |  | 636_C+SGST 18% I/P RD
831 | DB SINGLE DOOR TPN 16 WAY | 745 | Material | 7017_NOS | 7017_NOS | 1 |  | 15115_ELECTRICAL SWITCHGEAR |  |  |  | 636_C+SGST 18% I/P RD
832 | DB SINGLE DOOR TPN 18 WAY | 745 | Material | 7017_NOS | 7017_NOS | 1 |  | 15115_ELECTRICAL SWITCHGEAR |  |  |  | 636_C+SGST 18% I/P RD
833 | DB SINGLE DOOR TPN 20 WAY | 745 | Material | 7017_NOS | 7017_NOS | 1 |  | 15115_ELECTRICAL SWITCHGEAR |  |  |  | 636_C+SGST 18% I/P RD
834 | DB DOUBLE DOOR TPN WITH T.V. TEL. 4 WAY | 745 | Material | 7017_NOS | 7017_NOS | 1 |  | 15115_ELECTRICAL SWITCHGEAR |  |  |  | 636_C+SGST 18% I/P RD
835 | DB DOUBLE DOOR TPN WITH T.V. TEL. 6 WAY | 745 | Material | 7017_NOS | 7017_NOS | 1 |  | 15115_ELECTRICAL SWITCHGEAR |  |  |  | 636_C+SGST 18% I/P RD
836 | DB DOUBLE DOOR TPN WITH T.V. TEL. 8 WAY | 745 | Material | 7017_NOS | 7017_NOS | 1 |  | 15115_ELECTRICAL SWITCHGEAR |  |  |  | 636_C+SGST 18% I/P RD
837 | DB DOUBLE DOOR TPN WITH T.V. TEL. 12 WAY | 745 | Material | 7017_NOS | 7017_NOS | 1 |  | 15115_ELECTRICAL SWITCHGEAR |  |  |  | 636_C+SGST 18% I/P RD
838 | DB DOUBLE DOOR TPN WITH T.V. TEL. 16 WAY | 745 | Material | 7017_NOS | 7017_NOS | 1 |  | 15115_ELECTRICAL SWITCHGEAR |  |  |  | 636_C+SGST 18% I/P RD
839 | DB DOUBLE DOOR TPN WITH T.V. TEL. 18 WAY | 745 | Material | 7017_NOS | 7017_NOS | 1 |  | 15115_ELECTRICAL SWITCHGEAR |  |  |  | 636_C+SGST 18% I/P RD
840 | DB DOUBLE DOOR TPN WITH T.V. TEL. 20 WAY | 745 | Material | 7017_NOS | 7017_NOS | 1 |  | 15115_ELECTRICAL SWITCHGEAR |  |  |  | 636_C+SGST 18% I/P RD
841 | DB FOR INDUSTRIAL SOCKET & PLUG | 745 | Material | 7017_NOS | 7017_NOS | 1 |  | 15115_ELECTRICAL SWITCHGEAR |  |  |  | 636_C+SGST 18% I/P RD
842 | DB FABRICATED | 745 | Material | 7017_NOS | 7017_NOS | 1 |  | 15115_ELECTRICAL SWITCHGEAR |  |  |  | 636_C+SGST 18% I/P RD
843 | ELECTRICAL CABLE TRAY | 0 | Group
844 | GI CABLE TRAY PERFORATED 50 (W) X 25 (H) X 2500 (L) MM | 843 | Material | 7017_NOS | 7017_NOS | 1 |  | 15116_ELECTRICAL CABLE TRAY |  |  |  | 636_C+SGST 18% I/P RD
845 | GI CABLE TRAY PERFORATED 75 (W) X 25 (H) X 2500 (L) MM | 843 | Material | 7017_NOS | 7017_NOS | 1 |  | 15116_ELECTRICAL CABLE TRAY |  |  |  | 636_C+SGST 18% I/P RD
846 | GI CABLE TRAY PERFORATED 100 (W) X 25 (H) X 2500 (L) MM | 843 | Material | 7017_NOS | 7017_NOS | 1 |  | 15116_ELECTRICAL CABLE TRAY |  |  |  | 636_C+SGST 18% I/P RD
847 | GI CABLE TRAY PERFORATED 150 (W) X 25 (H) X 2500 (L) MM | 843 | Material | 7017_NOS | 7017_NOS | 1 |  | 15116_ELECTRICAL CABLE TRAY |  |  |  | 636_C+SGST 18% I/P RD
848 | GI CABLE TRAY PERFORATED 200 (W) X 25 (H) X 2500 (L) MM | 843 | Material | 7017_NOS | 7017_NOS | 1 |  | 15116_ELECTRICAL CABLE TRAY |  |  |  | 636_C+SGST 18% I/P RD
849 | GI CABLE TRAY PERFORATED 250 (W) X 25 (H) X 2500 (L) MM | 843 | Material | 7017_NOS | 7017_NOS | 1 |  | 15116_ELECTRICAL CABLE TRAY |  |  |  | 636_C+SGST 18% I/P RD
850 | GI CABLE TRAY PERFORATED 300 (W) X 25 (H) X 2500 (L) MM | 843 | Material | 7017_NOS | 7017_NOS | 1 |  | 15116_ELECTRICAL CABLE TRAY |  |  |  | 636_C+SGST 18% I/P RD
851 | GI CABLE TRAY PERFORATED 350 (W) X 25 (H) X 2500 (L) MM | 843 | Material | 7017_NOS | 7017_NOS | 1 |  | 15116_ELECTRICAL CABLE TRAY |  |  |  | 636_C+SGST 18% I/P RD
852 | GI CABLE TRAY PERFORATED 400 (W) X 25 (H) X 2500 (L) MM | 843 | Material | 7017_NOS | 7017_NOS | 1 |  | 15116_ELECTRICAL CABLE TRAY |  |  |  | 636_C+SGST 18% I/P RD
853 | GI CABLE TRAY PERFORATED 450 (W) X 25 (H) X 2500 (L) MM | 843 | Material | 7017_NOS | 7017_NOS | 1 |  | 15116_ELECTRICAL CABLE TRAY |  |  |  | 636_C+SGST 18% I/P RD
854 | GI CABLE TRAY PERFORATED 500 (W) X 25 (H) X 2500 (L) MM | 843 | Material | 7017_NOS | 7017_NOS | 1 |  | 15116_ELECTRICAL CABLE TRAY |  |  |  | 636_C+SGST 18% I/P RD
855 | GI CABLE TRAY PERFORATED 600 (W) X 25 (H) X 2500 (L) MM | 843 | Material | 7017_NOS | 7017_NOS | 1 |  | 15116_ELECTRICAL CABLE TRAY |  |  |  | 636_C+SGST 18% I/P RD
856 | GI CABLE TRAY PERFORATED 50 (W) X 50 (H) X 2500 (L) MM | 843 | Material | 7017_NOS | 7017_NOS | 1 |  | 15116_ELECTRICAL CABLE TRAY |  |  |  | 636_C+SGST 18% I/P RD
857 | GI CABLE TRAY PERFORATED 75 (W) X 50 (H) X 2500 (L) MM | 843 | Material | 7017_NOS | 7017_NOS | 1 |  | 15116_ELECTRICAL CABLE TRAY |  |  |  | 636_C+SGST 18% I/P RD
858 | GI CABLE TRAY PERFORATED 100 (W) X 50 (H) X 2500 (L) MM | 843 | Material | 7017_NOS | 7017_NOS | 1 |  | 15116_ELECTRICAL CABLE TRAY |  |  |  | 636_C+SGST 18% I/P RD
859 | GI CABLE TRAY PERFORATED 150 (W) X 50 (H) X 2500 (L) MM | 843 | Material | 7017_NOS | 7017_NOS | 1 |  | 15116_ELECTRICAL CABLE TRAY |  |  |  | 636_C+SGST 18% I/P RD
860 | GI CABLE TRAY PERFORATED 200 (W) X 50 (H) X 2500 (L) MM | 843 | Material | 7017_NOS | 7017_NOS | 1 |  | 15116_ELECTRICAL CABLE TRAY |  |  |  | 636_C+SGST 18% I/P RD
861 | GI CABLE TRAY PERFORATED 250 (W) X 50 (H) X 2500 (L) MM | 843 | Material | 7017_NOS | 7017_NOS | 1 |  | 15116_ELECTRICAL CABLE TRAY |  |  |  | 636_C+SGST 18% I/P RD
862 | GI CABLE TRAY PERFORATED 300 (W) X 50 (H) X 2500 (L) MM | 843 | Material | 7017_NOS | 7017_NOS | 1 |  | 15116_ELECTRICAL CABLE TRAY |  |  |  | 636_C+SGST 18% I/P RD
863 | GI CABLE TRAY PERFORATED 350 (W) X 50 (H) X 2500 (L) MM | 843 | Material | 7017_NOS | 7017_NOS | 1 |  | 15116_ELECTRICAL CABLE TRAY |  |  |  | 636_C+SGST 18% I/P RD
864 | GI CABLE TRAY PERFORATED 400 (W) X 50 (H) X 2500 (L) MM | 843 | Material | 7017_NOS | 7017_NOS | 1 |  | 15116_ELECTRICAL CABLE TRAY |  |  |  | 636_C+SGST 18% I/P RD
865 | GI CABLE TRAY PERFORATED 450 (W) X 50 (H) X 2500 (L) MM | 843 | Material | 7017_NOS | 7017_NOS | 1 |  | 15116_ELECTRICAL CABLE TRAY |  |  |  | 636_C+SGST 18% I/P RD
866 | GI CABLE TRAY PERFORATED 500 (W) X 50 (H) X 2500 (L) MM | 843 | Material | 7017_NOS | 7017_NOS | 1 |  | 15116_ELECTRICAL CABLE TRAY |  |  |  | 636_C+SGST 18% I/P RD
867 | GI CABLE TRAY PERFORATED 600 (W) X 50 (H) X 2500 (L) MM | 843 | Material | 7017_NOS | 7017_NOS | 1 |  | 15116_ELECTRICAL CABLE TRAY |  |  |  | 636_C+SGST 18% I/P RD
868 | GI CABLE TRAY PERFORATED 50 (W) X 75 (H) X 2500 (L) MM | 843 | Material | 7017_NOS | 7017_NOS | 1 |  | 15116_ELECTRICAL CABLE TRAY |  |  |  | 636_C+SGST 18% I/P RD
869 | GI CABLE TRAY PERFORATED 75 (W) X 75 (H) X 2500 (L) MM | 843 | Material | 7017_NOS | 7017_NOS | 1 |  | 15116_ELECTRICAL CABLE TRAY |  |  |  | 636_C+SGST 18% I/P RD
870 | GI CABLE TRAY PERFORATED 100 (W) X 75 (H) X 2500 (L) MM | 843 | Material | 7017_NOS | 7017_NOS | 1 |  | 15116_ELECTRICAL CABLE TRAY |  |  |  | 636_C+SGST 18% I/P RD
871 | GI CABLE TRAY PERFORATED 150 (W) X 75 (H) X 2500 (L) MM | 843 | Material | 7017_NOS | 7017_NOS | 1 |  | 15116_ELECTRICAL CABLE TRAY |  |  |  | 636_C+SGST 18% I/P RD
872 | GI CABLE TRAY PERFORATED 200 (W) X 75 (H) X 2500 (L) MM | 843 | Material | 7017_NOS | 7017_NOS | 1 |  | 15116_ELECTRICAL CABLE TRAY |  |  |  | 636_C+SGST 18% I/P RD
873 | GI CABLE TRAY PERFORATED 250 (W) X 75 (H) X 2500 (L) MM | 843 | Material | 7017_NOS | 7017_NOS | 1 |  | 15116_ELECTRICAL CABLE TRAY |  |  |  | 636_C+SGST 18% I/P RD
874 | GI CABLE TRAY PERFORATED 300 (W) X 75 (H) X 2500 (L) MM | 843 | Material | 7017_NOS | 7017_NOS | 1 |  | 15116_ELECTRICAL CABLE TRAY |  |  |  | 636_C+SGST 18% I/P RD
875 | GI CABLE TRAY PERFORATED 350 (W) X 75 (H) X 2500 (L) MM | 843 | Material | 7017_NOS | 7017_NOS | 1 |  | 15116_ELECTRICAL CABLE TRAY |  |  |  | 636_C+SGST 18% I/P RD
876 | GI CABLE TRAY PERFORATED 400 (W) X 75 (H) X 2500 (L) MM | 843 | Material | 7017_NOS | 7017_NOS | 1 |  | 15116_ELECTRICAL CABLE TRAY |  |  |  | 636_C+SGST 18% I/P RD
877 | GI CABLE TRAY PERFORATED 450 (W) X 75 (H) X 2500 (L) MM | 843 | Material | 7017_NOS | 7017_NOS | 1 |  | 15116_ELECTRICAL CABLE TRAY |  |  |  | 636_C+SGST 18% I/P RD
878 | GI CABLE TRAY PERFORATED 500 (W) X 75 (H) X 2500 (L) MM | 843 | Material | 7017_NOS | 7017_NOS | 1 |  | 15116_ELECTRICAL CABLE TRAY |  |  |  | 636_C+SGST 18% I/P RD
879 | GI CABLE TRAY PERFORATED 600 (W) X 75 (H) X 2500 (L) MM | 843 | Material | 7017_NOS | 7017_NOS | 1 |  | 15116_ELECTRICAL CABLE TRAY |  |  |  | 636_C+SGST 18% I/P RD
880 | GI CABLE TRAY PERFORATED 50 (W) X 100 (H) X 2500 (L) MM | 843 | Material | 7017_NOS | 7017_NOS | 1 |  | 15116_ELECTRICAL CABLE TRAY |  |  |  | 636_C+SGST 18% I/P RD
881 | GI CABLE TRAY PERFORATED 75 (W) X 100 (H) X 2500 (L) MM | 843 | Material | 7017_NOS | 7017_NOS | 1 |  | 15116_ELECTRICAL CABLE TRAY |  |  |  | 636_C+SGST 18% I/P RD
882 | GI CABLE TRAY PERFORATED 100 (W) X 100 (H) X 2500 (L) MM | 843 | Material | 7017_NOS | 7017_NOS | 1 |  | 15116_ELECTRICAL CABLE TRAY |  |  |  | 636_C+SGST 18% I/P RD
883 | GI CABLE TRAY PERFORATED 150 (W) X 100 (H) X 2500 (L) MM | 843 | Material | 7017_NOS | 7017_NOS | 1 |  | 15116_ELECTRICAL CABLE TRAY |  |  |  | 636_C+SGST 18% I/P RD
884 | GI CABLE TRAY PERFORATED 200 (W) X 100 (H) X 2500 (L) MM | 843 | Material | 7017_NOS | 7017_NOS | 1 |  | 15116_ELECTRICAL CABLE TRAY |  |  |  | 636_C+SGST 18% I/P RD
885 | GI CABLE TRAY PERFORATED 250 (W) X 100 (H) X 2500 (L) MM | 843 | Material | 7017_NOS | 7017_NOS | 1 |  | 15116_ELECTRICAL CABLE TRAY |  |  |  | 636_C+SGST 18% I/P RD
886 | GI CABLE TRAY PERFORATED 300 (W) X 100 (H) X 2500 (L) MM | 843 | Material | 7017_NOS | 7017_NOS | 1 |  | 15116_ELECTRICAL CABLE TRAY |  |  |  | 636_C+SGST 18% I/P RD
887 | GI CABLE TRAY PERFORATED 350 (W) X 100 (H) X 2500 (L) MM | 843 | Material | 7017_NOS | 7017_NOS | 1 |  | 15116_ELECTRICAL CABLE TRAY |  |  |  | 636_C+SGST 18% I/P RD
888 | GI CABLE TRAY PERFORATED 400 (W) X 100 (H) X 2500 (L) MM | 843 | Material | 7017_NOS | 7017_NOS | 1 |  | 15116_ELECTRICAL CABLE TRAY |  |  |  | 636_C+SGST 18% I/P RD
889 | GI CABLE TRAY PERFORATED 450 (W) X 100 (H) X 2500 (L) MM | 843 | Material | 7017_NOS | 7017_NOS | 1 |  | 15116_ELECTRICAL CABLE TRAY |  |  |  | 636_C+SGST 18% I/P RD
890 | GI CABLE TRAY PERFORATED 500 (W) X 100 (H) X 2500 (L) MM | 843 | Material | 7017_NOS | 7017_NOS | 1 |  | 15116_ELECTRICAL CABLE TRAY |  |  |  | 636_C+SGST 18% I/P RD
891 | GI CABLE TRAY PERFORATED 600 (W) X 100 (H) X 2500 (L) MM | 843 | Material | 7017_NOS | 7017_NOS | 1 |  | 15116_ELECTRICAL CABLE TRAY |  |  |  | 636_C+SGST 18% I/P RD
892 | GI CABLE TRAY LADDER 100 (W) X 50 (H) X 2500 (L) MM | 843 | Material | 7017_NOS | 7017_NOS | 1 |  | 15116_ELECTRICAL CABLE TRAY |  |  |  | 636_C+SGST 18% I/P RD
893 | GI CABLE TRAY LADDER 150 (W) X 50 (H) X 2500 (L) MM | 843 | Material | 7017_NOS | 7017_NOS | 1 |  | 15116_ELECTRICAL CABLE TRAY |  |  |  | 636_C+SGST 18% I/P RD
894 | GI CABLE TRAY LADDER 200 (W) X 50 (H) X 2500 (L) MM | 843 | Material | 7017_NOS | 7017_NOS | 1 |  | 15116_ELECTRICAL CABLE TRAY |  |  |  | 636_C+SGST 18% I/P RD
895 | GI CABLE TRAY LADDER 250 (W) X 50 (H) X 2500 (L) MM | 843 | Material | 7017_NOS | 7017_NOS | 1 |  | 15116_ELECTRICAL CABLE TRAY |  |  |  | 636_C+SGST 18% I/P RD
896 | GI CABLE TRAY LADDER 300 (W) X 50 (H) X 2500 (L) MM | 843 | Material | 7017_NOS | 7017_NOS | 1 |  | 15116_ELECTRICAL CABLE TRAY |  |  |  | 636_C+SGST 18% I/P RD
897 | GI CABLE TRAY LADDER 350 (W) X 50 (H) X 2500 (L) MM | 843 | Material | 7017_NOS | 7017_NOS | 1 |  | 15116_ELECTRICAL CABLE TRAY |  |  |  | 636_C+SGST 18% I/P RD
898 | GI CABLE TRAY LADDER 400 (W) X 50 (H) X 2500 (L) MM | 843 | Material | 7017_NOS | 7017_NOS | 1 |  | 15116_ELECTRICAL CABLE TRAY |  |  |  | 636_C+SGST 18% I/P RD
899 | GI CABLE TRAY LADDER 450 (W) X 50 (H) X 2500 (L) MM | 843 | Material | 7017_NOS | 7017_NOS | 1 |  | 15116_ELECTRICAL CABLE TRAY |  |  |  | 636_C+SGST 18% I/P RD
900 | GI CABLE TRAY LADDER 500 (W) X 50 (H) X 2500 (L) MM | 843 | Material | 7017_NOS | 7017_NOS | 1 |  | 15116_ELECTRICAL CABLE TRAY |  |  |  | 636_C+SGST 18% I/P RD
901 | GI CABLE TRAY LADDER 600 (W) X 50 (H) X 2500 (L) MM | 843 | Material | 7017_NOS | 7017_NOS | 1 |  | 15116_ELECTRICAL CABLE TRAY |  |  |  | 636_C+SGST 18% I/P RD
902 | GI CABLE TRAY LADDER 100 (W) X 75 (H) X 2500 (L) MM | 843 | Material | 7017_NOS | 7017_NOS | 1 |  | 15116_ELECTRICAL CABLE TRAY |  |  |  | 636_C+SGST 18% I/P RD
903 | GI CABLE TRAY LADDER 150 (W) X 75 (H) X 2500 (L) MM | 843 | Material | 7017_NOS | 7017_NOS | 1 |  | 15116_ELECTRICAL CABLE TRAY |  |  |  | 636_C+SGST 18% I/P RD
904 | GI CABLE TRAY LADDER 200 (W) X 75 (H) X 2500 (L) MM | 843 | Material | 7017_NOS | 7017_NOS | 1 |  | 15116_ELECTRICAL CABLE TRAY |  |  |  | 636_C+SGST 18% I/P RD
905 | GI CABLE TRAY LADDER 250 (W) X 75 (H) X 2500 (L) MM | 843 | Material | 7017_NOS | 7017_NOS | 1 |  | 15116_ELECTRICAL CABLE TRAY |  |  |  | 636_C+SGST 18% I/P RD
906 | GI CABLE TRAY LADDER 300 (W) X 75 (H) X 2500 (L) MM | 843 | Material | 7017_NOS | 7017_NOS | 1 |  | 15116_ELECTRICAL CABLE TRAY |  |  |  | 636_C+SGST 18% I/P RD
907 | GI CABLE TRAY LADDER 350 (W) X 75 (H) X 2500 (L) MM | 843 | Material | 7017_NOS | 7017_NOS | 1 |  | 15116_ELECTRICAL CABLE TRAY |  |  |  | 636_C+SGST 18% I/P RD
908 | GI CABLE TRAY LADDER 400 (W) X 75 (H) X 2500 (L) MM | 843 | Material | 7017_NOS | 7017_NOS | 1 |  | 15116_ELECTRICAL CABLE TRAY |  |  |  | 636_C+SGST 18% I/P RD
909 | GI CABLE TRAY LADDER 450 (W) X 75 (H) X 2500 (L) MM | 843 | Material | 7017_NOS | 7017_NOS | 1 |  | 15116_ELECTRICAL CABLE TRAY |  |  |  | 636_C+SGST 18% I/P RD
910 | GI CABLE TRAY LADDER 500 (W) X 75 (H) X 2500 (L) MM | 843 | Material | 7017_NOS | 7017_NOS | 1 |  | 15116_ELECTRICAL CABLE TRAY |  |  |  | 636_C+SGST 18% I/P RD
911 | GI CABLE TRAY LADDER 600 (W) X 75 (H) X 2500 (L) MM | 843 | Material | 7017_NOS | 7017_NOS | 1 |  | 15116_ELECTRICAL CABLE TRAY |  |  |  | 636_C+SGST 18% I/P RD
912 | GI CABLE TRAY LADDER 100 (W) X 100 (H) X 2500 (L) MM | 843 | Material | 7017_NOS | 7017_NOS | 1 |  | 15116_ELECTRICAL CABLE TRAY |  |  |  | 636_C+SGST 18% I/P RD
913 | GI CABLE TRAY LADDER 150 (W) X 100 (H) X 2500 (L) MM | 843 | Material | 7017_NOS | 7017_NOS | 1 |  | 15116_ELECTRICAL CABLE TRAY |  |  |  | 636_C+SGST 18% I/P RD
914 | GI CABLE TRAY LADDER 200 (W) X 100 (H) X 2500 (L) MM | 843 | Material | 7017_NOS | 7017_NOS | 1 |  | 15116_ELECTRICAL CABLE TRAY |  |  |  | 636_C+SGST 18% I/P RD
915 | GI CABLE TRAY LADDER 250 (W) X 100 (H) X 2500 (L) MM | 843 | Material | 7017_NOS | 7017_NOS | 1 |  | 15116_ELECTRICAL CABLE TRAY |  |  |  | 636_C+SGST 18% I/P RD
916 | GI CABLE TRAY LADDER 300 (W) X 100 (H) X 2500 (L) MM | 843 | Material | 7017_NOS | 7017_NOS | 1 |  | 15116_ELECTRICAL CABLE TRAY |  |  |  | 636_C+SGST 18% I/P RD
917 | GI CABLE TRAY LADDER 350 (W) X 100 (H) X 2500 (L) MM | 843 | Material | 7017_NOS | 7017_NOS | 1 |  | 15116_ELECTRICAL CABLE TRAY |  |  |  | 636_C+SGST 18% I/P RD
918 | GI CABLE TRAY LADDER 400 (W) X 100 (H) X 2500 (L) MM | 843 | Material | 7017_NOS | 7017_NOS | 1 |  | 15116_ELECTRICAL CABLE TRAY |  |  |  | 636_C+SGST 18% I/P RD
919 | GI CABLE TRAY LADDER 450 (W) X 100 (H) X 2500 (L) MM | 843 | Material | 7017_NOS | 7017_NOS | 1 |  | 15116_ELECTRICAL CABLE TRAY |  |  |  | 636_C+SGST 18% I/P RD
920 | GI CABLE TRAY LADDER 500 (W) X 100 (H) X 2500 (L) MM | 843 | Material | 7017_NOS | 7017_NOS | 1 |  | 15116_ELECTRICAL CABLE TRAY |  |  |  | 636_C+SGST 18% I/P RD
921 | GI CABLE TRAY LADDER 600 (W) X 100 (H) X 2500 (L) MM | 843 | Material | 7017_NOS | 7017_NOS | 1 |  | 15116_ELECTRICAL CABLE TRAY |  |  |  | 636_C+SGST 18% I/P RD
922 | GI CABLE DUCTS-TRUNK 50 (W) X 25 (H) X 2500 (L) MM | 843 | Material | 7017_NOS | 7017_NOS | 1 |  | 15116_ELECTRICAL CABLE TRAY |  |  |  | 636_C+SGST 18% I/P RD
923 | GI CABLE DUCTS-TRUNK 75 (W) X 25 (H) X 2500 (L) MM | 843 | Material | 7017_NOS | 7017_NOS | 1 |  | 15116_ELECTRICAL CABLE TRAY |  |  |  | 636_C+SGST 18% I/P RD
924 | GI CABLE DUCTS-TRUNK 100 (W) X 25 (H) X 2500 (L) MM | 843 | Material | 7017_NOS | 7017_NOS | 1 |  | 15116_ELECTRICAL CABLE TRAY |  |  |  | 636_C+SGST 18% I/P RD
925 | GI CABLE DUCTS-TRUNK 150 (W) X 25 (H) X 2500 (L) MM | 843 | Material | 7017_NOS | 7017_NOS | 1 |  | 15116_ELECTRICAL CABLE TRAY |  |  |  | 636_C+SGST 18% I/P RD
926 | GI CABLE DUCTS-TRUNK 200 (W) X 25 (H) X 2500 (L) MM | 843 | Material | 7017_NOS | 7017_NOS | 1 |  | 15116_ELECTRICAL CABLE TRAY |  |  |  | 636_C+SGST 18% I/P RD
927 | GI CABLE DUCTS-TRUNK 250 (W) X 25 (H) X 2500 (L) MM | 843 | Material | 7017_NOS | 7017_NOS | 1 |  | 15116_ELECTRICAL CABLE TRAY |  |  |  | 636_C+SGST 18% I/P RD
928 | GI CABLE DUCTS-TRUNK 300 (W) X 25 (H) X 2500 (L) MM | 843 | Material | 7017_NOS | 7017_NOS | 1 |  | 15116_ELECTRICAL CABLE TRAY |  |  |  | 636_C+SGST 18% I/P RD
929 | GI CABLE DUCTS-TRUNK 350 (W) X 25 (H) X 2500 (L) MM | 843 | Material | 7017_NOS | 7017_NOS | 1 |  | 15116_ELECTRICAL CABLE TRAY |  |  |  | 636_C+SGST 18% I/P RD
930 | GI CABLE DUCTS-TRUNK 400 (W) X 25 (H) X 2500 (L) MM | 843 | Material | 7017_NOS | 7017_NOS | 1 |  | 15116_ELECTRICAL CABLE TRAY |  |  |  | 636_C+SGST 18% I/P RD
931 | GI CABLE DUCTS-TRUNK 450 (W) X 25 (H) X 2500 (L) MM | 843 | Material | 7017_NOS | 7017_NOS | 1 |  | 15116_ELECTRICAL CABLE TRAY |  |  |  | 636_C+SGST 18% I/P RD
932 | GI CABLE DUCTS-TRUNK 500 (W) X 25 (H) X 2500 (L) MM | 843 | Material | 7017_NOS | 7017_NOS | 1 |  | 15116_ELECTRICAL CABLE TRAY |  |  |  | 636_C+SGST 18% I/P RD
933 | GI CABLE DUCTS-TRUNK 600 (W) X 25 (H) X 2500 (L) MM | 843 | Material | 7017_NOS | 7017_NOS | 1 |  | 15116_ELECTRICAL CABLE TRAY |  |  |  | 636_C+SGST 18% I/P RD
934 | GI CABLE DUCTS-TRUNK 50 (W) X 50 (H) X 2500 (L) MM | 843 | Material | 7017_NOS | 7017_NOS | 1 |  | 15116_ELECTRICAL CABLE TRAY |  |  |  | 636_C+SGST 18% I/P RD
935 | GI CABLE DUCTS-TRUNK 75 (W) X 50 (H) X 2500 (L) MM | 843 | Material | 7017_NOS | 7017_NOS | 1 |  | 15116_ELECTRICAL CABLE TRAY |  |  |  | 636_C+SGST 18% I/P RD
936 | GI CABLE DUCTS-TRUNK 100 (W) X 50 (H) X 2500 (L) MM | 843 | Material | 7017_NOS | 7017_NOS | 1 |  | 15116_ELECTRICAL CABLE TRAY |  |  |  | 636_C+SGST 18% I/P RD
937 | GI CABLE DUCTS-TRUNK 150 (W) X 50 (H) X 2500 (L) MM | 843 | Material | 7017_NOS | 7017_NOS | 1 |  | 15116_ELECTRICAL CABLE TRAY |  |  |  | 636_C+SGST 18% I/P RD
938 | GI CABLE DUCTS-TRUNK 200 (W) X 50 (H) X 2500 (L) MM | 843 | Material | 7017_NOS | 7017_NOS | 1 |  | 15116_ELECTRICAL CABLE TRAY |  |  |  | 636_C+SGST 18% I/P RD
939 | GI CABLE DUCTS-TRUNK 250 (W) X 50 (H) X 2500 (L) MM | 843 | Material | 7017_NOS | 7017_NOS | 1 |  | 15116_ELECTRICAL CABLE TRAY |  |  |  | 636_C+SGST 18% I/P RD
940 | GI CABLE DUCTS-TRUNK 300 (W) X 50 (H) X 2500 (L) MM | 843 | Material | 7017_NOS | 7017_NOS | 1 |  | 15116_ELECTRICAL CABLE TRAY |  |  |  | 636_C+SGST 18% I/P RD
941 | GI CABLE DUCTS-TRUNK 350 (W) X 50 (H) X 2500 (L) MM | 843 | Material | 7017_NOS | 7017_NOS | 1 |  | 15116_ELECTRICAL CABLE TRAY |  |  |  | 636_C+SGST 18% I/P RD
942 | GI CABLE DUCTS-TRUNK 400 (W) X 50 (H) X 2500 (L) MM | 843 | Material | 7017_NOS | 7017_NOS | 1 |  | 15116_ELECTRICAL CABLE TRAY |  |  |  | 636_C+SGST 18% I/P RD
943 | GI CABLE DUCTS-TRUNK 450 (W) X 50 (H) X 2500 (L) MM | 843 | Material | 7017_NOS | 7017_NOS | 1 |  | 15116_ELECTRICAL CABLE TRAY |  |  |  | 636_C+SGST 18% I/P RD
944 | GI CABLE DUCTS-TRUNK 500 (W) X 50 (H) X 2500 (L) MM | 843 | Material | 7017_NOS | 7017_NOS | 1 |  | 15116_ELECTRICAL CABLE TRAY |  |  |  | 636_C+SGST 18% I/P RD
945 | GI CABLE DUCTS-TRUNK 600 (W) X 50 (H) X 2500 (L) MM | 843 | Material | 7017_NOS | 7017_NOS | 1 |  | 15116_ELECTRICAL CABLE TRAY |  |  |  | 636_C+SGST 18% I/P RD
946 | GI CABLE DUCTS-TRUNK 50 (W) X 75 (H) X 2500 (L) MM | 843 | Material | 7017_NOS | 7017_NOS | 1 |  | 15116_ELECTRICAL CABLE TRAY |  |  |  | 636_C+SGST 18% I/P RD
947 | GI CABLE DUCTS-TRUNK 75 (W) X 75 (H) X 2500 (L) MM | 843 | Material | 7017_NOS | 7017_NOS | 1 |  | 15116_ELECTRICAL CABLE TRAY |  |  |  | 636_C+SGST 18% I/P RD
948 | GI CABLE DUCTS-TRUNK 100 (W) X 75 (H) X 2500 (L) MM | 843 | Material | 7017_NOS | 7017_NOS | 1 |  | 15116_ELECTRICAL CABLE TRAY |  |  |  | 636_C+SGST 18% I/P RD
949 | GI CABLE DUCTS-TRUNK 150 (W) X 75 (H) X 2500 (L) MM | 843 | Material | 7017_NOS | 7017_NOS | 1 |  | 15116_ELECTRICAL CABLE TRAY |  |  |  | 636_C+SGST 18% I/P RD
950 | GI CABLE DUCTS-TRUNK 200 (W) X 75 (H) X 2500 (L) MM | 843 | Material | 7017_NOS | 7017_NOS | 1 |  | 15116_ELECTRICAL CABLE TRAY |  |  |  | 636_C+SGST 18% I/P RD
951 | GI CABLE DUCTS-TRUNK 250 (W) X 75 (H) X 2500 (L) MM | 843 | Material | 7017_NOS | 7017_NOS | 1 |  | 15116_ELECTRICAL CABLE TRAY |  |  |  | 636_C+SGST 18% I/P RD
952 | GI CABLE DUCTS-TRUNK 300 (W) X 75 (H) X 2500 (L) MM | 843 | Material | 7017_NOS | 7017_NOS | 1 |  | 15116_ELECTRICAL CABLE TRAY |  |  |  | 636_C+SGST 18% I/P RD
953 | GI CABLE DUCTS-TRUNK 350 (W) X 75 (H) X 2500 (L) MM | 843 | Material | 7017_NOS | 7017_NOS | 1 |  | 15116_ELECTRICAL CABLE TRAY |  |  |  | 636_C+SGST 18% I/P RD
954 | GI CABLE DUCTS-TRUNK 400 (W) X 75 (H) X 2500 (L) MM | 843 | Material | 7017_NOS | 7017_NOS | 1 |  | 15116_ELECTRICAL CABLE TRAY |  |  |  | 636_C+SGST 18% I/P RD
955 | GI CABLE DUCTS-TRUNK 450 (W) X 75 (H) X 2500 (L) MM | 843 | Material | 7017_NOS | 7017_NOS | 1 |  | 15116_ELECTRICAL CABLE TRAY |  |  |  | 636_C+SGST 18% I/P RD
956 | GI CABLE DUCTS-TRUNK 500 (W) X 75 (H) X 2500 (L) MM | 843 | Material | 7017_NOS | 7017_NOS | 1 |  | 15116_ELECTRICAL CABLE TRAY |  |  |  | 636_C+SGST 18% I/P RD
957 | GI CABLE DUCTS-TRUNK 600 (W) X 75 (H) X 2500 (L) MM | 843 | Material | 7017_NOS | 7017_NOS | 1 |  | 15116_ELECTRICAL CABLE TRAY |  |  |  | 636_C+SGST 18% I/P RD
958 | GI CABLE DUCTS-TRUNK 50 (W) X 100 (H) X 2500 (L) MM | 843 | Material | 7017_NOS | 7017_NOS | 1 |  | 15116_ELECTRICAL CABLE TRAY |  |  |  | 636_C+SGST 18% I/P RD
959 | GI CABLE DUCTS-TRUNK 75 (W) X 100 (H) X 2500 (L) MM | 843 | Material | 7017_NOS | 7017_NOS | 1 |  | 15116_ELECTRICAL CABLE TRAY |  |  |  | 636_C+SGST 18% I/P RD
960 | GI CABLE DUCTS-TRUNK 100 (W) X 100 (H) X 2500 (L) MM | 843 | Material | 7017_NOS | 7017_NOS | 1 |  | 15116_ELECTRICAL CABLE TRAY |  |  |  | 636_C+SGST 18% I/P RD
961 | GI CABLE DUCTS-TRUNK 150 (W) X 100 (H) X 2500 (L) MM | 843 | Material | 7017_NOS | 7017_NOS | 1 |  | 15116_ELECTRICAL CABLE TRAY |  |  |  | 636_C+SGST 18% I/P RD
962 | GI CABLE DUCTS-TRUNK 200 (W) X 100 (H) X 2500 (L) MM | 843 | Material | 7017_NOS | 7017_NOS | 1 |  | 15116_ELECTRICAL CABLE TRAY |  |  |  | 636_C+SGST 18% I/P RD
963 | GI CABLE DUCTS-TRUNK 250 (W) X 100 (H) X 2500 (L) MM | 843 | Material | 7017_NOS | 7017_NOS | 1 |  | 15116_ELECTRICAL CABLE TRAY |  |  |  | 636_C+SGST 18% I/P RD
964 | GI CABLE DUCTS-TRUNK 300 (W) X 100 (H) X 2500 (L) MM | 843 | Material | 7017_NOS | 7017_NOS | 1 |  | 15116_ELECTRICAL CABLE TRAY |  |  |  | 636_C+SGST 18% I/P RD
965 | GI CABLE DUCTS-TRUNK 350 (W) X 100 (H) X 2500 (L) MM | 843 | Material | 7017_NOS | 7017_NOS | 1 |  | 15116_ELECTRICAL CABLE TRAY |  |  |  | 636_C+SGST 18% I/P RD
966 | GI CABLE DUCTS-TRUNK 400 (W) X 100 (H) X 2500 (L) MM | 843 | Material | 7017_NOS | 7017_NOS | 1 |  | 15116_ELECTRICAL CABLE TRAY |  |  |  | 636_C+SGST 18% I/P RD
967 | GI CABLE DUCTS-TRUNK 450 (W) X 100 (H) X 2500 (L) MM | 843 | Material | 7017_NOS | 7017_NOS | 1 |  | 15116_ELECTRICAL CABLE TRAY |  |  |  | 636_C+SGST 18% I/P RD
968 | GI CABLE DUCTS-TRUNK 500 (W) X 100 (H) X 2500 (L) MM | 843 | Material | 7017_NOS | 7017_NOS | 1 |  | 15116_ELECTRICAL CABLE TRAY |  |  |  | 636_C+SGST 18% I/P RD
969 | GI CABLE DUCTS-TRUNK 600 (W) X 100 (H) X 2500 (L) MM | 843 | Material | 7017_NOS | 7017_NOS | 1 |  | 15116_ELECTRICAL CABLE TRAY |  |  |  | 636_C+SGST 18% I/P RD
970 | GI CABLE TRAY PERFORATED BEND 90-DEG 50 (W) MM | 843 | Material | 7017_NOS | 7017_NOS | 1 |  | 15116_ELECTRICAL CABLE TRAY |  |  |  | 636_C+SGST 18% I/P RD
971 | GI CABLE TRAY PERFORATED BEND 90-DEG 75 (W) MM | 843 | Material | 7017_NOS | 7017_NOS | 1 |  | 15116_ELECTRICAL CABLE TRAY |  |  |  | 636_C+SGST 18% I/P RD
972 | GI CABLE TRAY PERFORATED BEND 90-DEG 100 (W) MM | 843 | Material | 7017_NOS | 7017_NOS | 1 |  | 15116_ELECTRICAL CABLE TRAY |  |  |  | 636_C+SGST 18% I/P RD
973 | GI CABLE TRAY PERFORATED BEND 90-DEG 150 (W) MM | 843 | Material | 7017_NOS | 7017_NOS | 1 |  | 15116_ELECTRICAL CABLE TRAY |  |  |  | 636_C+SGST 18% I/P RD
974 | GI CABLE TRAY PERFORATED BEND 90-DEG 200 (W) MM | 843 | Material | 7017_NOS | 7017_NOS | 1 |  | 15116_ELECTRICAL CABLE TRAY |  |  |  | 636_C+SGST 18% I/P RD
975 | GI CABLE TRAY PERFORATED BEND 90-DEG 250 (W) MM | 843 | Material | 7017_NOS | 7017_NOS | 1 |  | 15116_ELECTRICAL CABLE TRAY |  |  |  | 636_C+SGST 18% I/P RD
976 | GI CABLE TRAY PERFORATED BEND 90-DEG 300 (W) MM | 843 | Material | 7017_NOS | 7017_NOS | 1 |  | 15116_ELECTRICAL CABLE TRAY |  |  |  | 636_C+SGST 18% I/P RD
977 | GI CABLE TRAY PERFORATED BEND 90-DEG 350 (W) MM | 843 | Material | 7017_NOS | 7017_NOS | 1 |  | 15116_ELECTRICAL CABLE TRAY |  |  |  | 636_C+SGST 18% I/P RD
978 | GI CABLE TRAY PERFORATED BEND 90-DEG 400 (W) MM | 843 | Material | 7017_NOS | 7017_NOS | 1 |  | 15116_ELECTRICAL CABLE TRAY |  |  |  | 636_C+SGST 18% I/P RD
979 | GI CABLE TRAY PERFORATED BEND 90-DEG 450 (W) MM | 843 | Material | 7017_NOS | 7017_NOS | 1 |  | 15116_ELECTRICAL CABLE TRAY |  |  |  | 636_C+SGST 18% I/P RD
980 | GI CABLE TRAY PERFORATED BEND 90-DEG 500 (W) MM | 843 | Material | 7017_NOS | 7017_NOS | 1 |  | 15116_ELECTRICAL CABLE TRAY |  |  |  | 636_C+SGST 18% I/P RD
981 | GI CABLE TRAY PERFORATED BEND 90-DEG 600 (W) MM | 843 | Material | 7017_NOS | 7017_NOS | 1 |  | 15116_ELECTRICAL CABLE TRAY |  |  |  | 636_C+SGST 18% I/P RD
982 | GI CABLE TRAY PERFORATED BEND 45-DEG 50 (W) MM | 843 | Material | 7017_NOS | 7017_NOS | 1 |  | 15116_ELECTRICAL CABLE TRAY |  |  |  | 636_C+SGST 18% I/P RD
983 | GI CABLE TRAY PERFORATED BEND 45-DEG 75 (W) MM | 843 | Material | 7017_NOS | 7017_NOS | 1 |  | 15116_ELECTRICAL CABLE TRAY |  |  |  | 636_C+SGST 18% I/P RD
984 | GI CABLE TRAY PERFORATED BEND 45-DEG 100 (W) MM | 843 | Material | 7017_NOS | 7017_NOS | 1 |  | 15116_ELECTRICAL CABLE TRAY |  |  |  | 636_C+SGST 18% I/P RD
985 | GI CABLE TRAY PERFORATED BEND 45-DEG 150 (W) MM | 843 | Material | 7017_NOS | 7017_NOS | 1 |  | 15116_ELECTRICAL CABLE TRAY |  |  |  | 636_C+SGST 18% I/P RD
986 | GI CABLE TRAY PERFORATED BEND 45-DEG 200 (W) MM | 843 | Material | 7017_NOS | 7017_NOS | 1 |  | 15116_ELECTRICAL CABLE TRAY |  |  |  | 636_C+SGST 18% I/P RD
987 | GI CABLE TRAY PERFORATED BEND 45-DEG 250 (W) MM | 843 | Material | 7017_NOS | 7017_NOS | 1 |  | 15116_ELECTRICAL CABLE TRAY |  |  |  | 636_C+SGST 18% I/P RD
988 | GI CABLE TRAY PERFORATED BEND 45-DEG 300 (W) MM | 843 | Material | 7017_NOS | 7017_NOS | 1 |  | 15116_ELECTRICAL CABLE TRAY |  |  |  | 636_C+SGST 18% I/P RD
989 | GI CABLE TRAY PERFORATED BEND 45-DEG 350 (W) MM | 843 | Material | 7017_NOS | 7017_NOS | 1 |  | 15116_ELECTRICAL CABLE TRAY |  |  |  | 636_C+SGST 18% I/P RD
990 | GI CABLE TRAY PERFORATED BEND 45-DEG 400 (W) MM | 843 | Material | 7017_NOS | 7017_NOS | 1 |  | 15116_ELECTRICAL CABLE TRAY |  |  |  | 636_C+SGST 18% I/P RD
991 | GI CABLE TRAY PERFORATED BEND 45-DEG 450 (W) MM | 843 | Material | 7017_NOS | 7017_NOS | 1 |  | 15116_ELECTRICAL CABLE TRAY |  |  |  | 636_C+SGST 18% I/P RD
992 | GI CABLE TRAY PERFORATED BEND 45-DEG 500 (W) MM | 843 | Material | 7017_NOS | 7017_NOS | 1 |  | 15116_ELECTRICAL CABLE TRAY |  |  |  | 636_C+SGST 18% I/P RD
993 | GI CABLE TRAY PERFORATED BEND 45-DEG 600 (W) MM | 843 | Material | 7017_NOS | 7017_NOS | 1 |  | 15116_ELECTRICAL CABLE TRAY |  |  |  | 636_C+SGST 18% I/P RD
994 | GI CABLE TRAY PERFORATED VERTICAL BEND INSIDE 50 (W) MM | 843 | Material | 7017_NOS | 7017_NOS | 1 |  | 15116_ELECTRICAL CABLE TRAY |  |  |  | 636_C+SGST 18% I/P RD
995 | GI CABLE TRAY PERFORATED VERTICAL BEND INSIDE 75 (W) MM | 843 | Material | 7017_NOS | 7017_NOS | 1 |  | 15116_ELECTRICAL CABLE TRAY |  |  |  | 636_C+SGST 18% I/P RD
996 | GI CABLE TRAY PERFORATED VERTICAL BEND INSIDE 100 (W) MM | 843 | Material | 7017_NOS | 7017_NOS | 1 |  | 15116_ELECTRICAL CABLE TRAY |  |  |  | 636_C+SGST 18% I/P RD
997 | GI CABLE TRAY PERFORATED VERTICAL BEND INSIDE 150 (W) MM | 843 | Material | 7017_NOS | 7017_NOS | 1 |  | 15116_ELECTRICAL CABLE TRAY |  |  |  | 636_C+SGST 18% I/P RD
998 | GI CABLE TRAY PERFORATED VERTICAL BEND INSIDE 200 (W) MM | 843 | Material | 7017_NOS | 7017_NOS | 1 |  | 15116_ELECTRICAL CABLE TRAY |  |  |  | 636_C+SGST 18% I/P RD
999 | GI CABLE TRAY PERFORATED VERTICAL BEND INSIDE 250 (W) MM | 843 | Material | 7017_NOS | 7017_NOS | 1 |  | 15116_ELECTRICAL CABLE TRAY |  |  |  | 636_C+SGST 18% I/P RD
1000 | GI CABLE TRAY PERFORATED VERTICAL BEND INSIDE 300 (W) MM | 843 | Material | 7017_NOS | 7017_NOS | 1 |  | 15116_ELECTRICAL CABLE TRAY |  |  |  | 636_C+SGST 18% I/P RD
1001 | GI CABLE TRAY PERFORATED VERTICAL BEND INSIDE 350 (W) MM | 843 | Material | 7017_NOS | 7017_NOS | 1 |  | 15116_ELECTRICAL CABLE TRAY |  |  |  | 636_C+SGST 18% I/P RD
1002 | GI CABLE TRAY PERFORATED VERTICAL BEND INSIDE 400 (W) MM | 843 | Material | 7017_NOS | 7017_NOS | 1 |  | 15116_ELECTRICAL CABLE TRAY |  |  |  | 636_C+SGST 18% I/P RD
1003 | GI CABLE TRAY PERFORATED VERTICAL BEND INSIDE 450 (W) MM | 843 | Material | 7017_NOS | 7017_NOS | 1 |  | 15116_ELECTRICAL CABLE TRAY |  |  |  | 636_C+SGST 18% I/P RD
1004 | GI CABLE TRAY PERFORATED VERTICAL BEND INSIDE 500 (W) MM | 843 | Material | 7017_NOS | 7017_NOS | 1 |  | 15116_ELECTRICAL CABLE TRAY |  |  |  | 636_C+SGST 18% I/P RD
1005 | GI CABLE TRAY PERFORATED VERTICAL BEND INSIDE 600 (W) MM | 843 | Material | 7017_NOS | 7017_NOS | 1 |  | 15116_ELECTRICAL CABLE TRAY |  |  |  | 636_C+SGST 18% I/P RD
1006 | GI CABLE TRAY PERFORATED VERTICAL BEND OUTSIDE 50 (W) MM | 843 | Material | 7017_NOS | 7017_NOS | 1 |  | 15116_ELECTRICAL CABLE TRAY |  |  |  | 636_C+SGST 18% I/P RD
1007 | GI CABLE TRAY PERFORATED VERTICAL BEND OUTSIDE 75 (W) MM | 843 | Material | 7017_NOS | 7017_NOS | 1 |  | 15116_ELECTRICAL CABLE TRAY |  |  |  | 636_C+SGST 18% I/P RD
1008 | GI CABLE TRAY PERFORATED VERTICAL BEND OUTSIDE 100 (W) MM | 843 | Material | 7017_NOS | 7017_NOS | 1 |  | 15116_ELECTRICAL CABLE TRAY |  |  |  | 636_C+SGST 18% I/P RD
1009 | GI CABLE TRAY PERFORATED VERTICAL BEND OUTSIDE 150 (W) MM | 843 | Material | 7017_NOS | 7017_NOS | 1 |  | 15116_ELECTRICAL CABLE TRAY |  |  |  | 636_C+SGST 18% I/P RD
1010 | GI CABLE TRAY PERFORATED VERTICAL BEND OUTSIDE 200 (W) MM | 843 | Material | 7017_NOS | 7017_NOS | 1 |  | 15116_ELECTRICAL CABLE TRAY |  |  |  | 636_C+SGST 18% I/P RD
1011 | GI CABLE TRAY PERFORATED VERTICAL BEND OUTSIDE 250 (W) MM | 843 | Material | 7017_NOS | 7017_NOS | 1 |  | 15116_ELECTRICAL CABLE TRAY |  |  |  | 636_C+SGST 18% I/P RD
1012 | GI CABLE TRAY PERFORATED VERTICAL BEND OUTSIDE 300 (W) MM | 843 | Material | 7017_NOS | 7017_NOS | 1 |  | 15116_ELECTRICAL CABLE TRAY |  |  |  | 636_C+SGST 18% I/P RD
1013 | GI CABLE TRAY PERFORATED VERTICAL BEND OUTSIDE 350 (W) MM | 843 | Material | 7017_NOS | 7017_NOS | 1 |  | 15116_ELECTRICAL CABLE TRAY |  |  |  | 636_C+SGST 18% I/P RD
1014 | GI CABLE TRAY PERFORATED VERTICAL BEND OUTSIDE 400 (W) MM | 843 | Material | 7017_NOS | 7017_NOS | 1 |  | 15116_ELECTRICAL CABLE TRAY |  |  |  | 636_C+SGST 18% I/P RD
1015 | GI CABLE TRAY PERFORATED VERTICAL BEND OUTSIDE 450 (W) MM | 843 | Material | 7017_NOS | 7017_NOS | 1 |  | 15116_ELECTRICAL CABLE TRAY |  |  |  | 636_C+SGST 18% I/P RD
1016 | GI CABLE TRAY PERFORATED VERTICAL BEND OUTSIDE 500 (W) MM | 843 | Material | 7017_NOS | 7017_NOS | 1 |  | 15116_ELECTRICAL CABLE TRAY |  |  |  | 636_C+SGST 18% I/P RD
1017 | GI CABLE TRAY PERFORATED VERTICAL BEND OUTSIDE 600 (W) MM | 843 | Material | 7017_NOS | 7017_NOS | 1 |  | 15116_ELECTRICAL CABLE TRAY |  |  |  | 636_C+SGST 18% I/P RD
1018 | GI CABLE TRAY PERFORATED TEE 50 (W) MM | 843 | Material | 7017_NOS | 7017_NOS | 1 |  | 15116_ELECTRICAL CABLE TRAY |  |  |  | 636_C+SGST 18% I/P RD
1019 | GI CABLE TRAY PERFORATED TEE 75 (W) MM | 843 | Material | 7017_NOS | 7017_NOS | 1 |  | 15116_ELECTRICAL CABLE TRAY |  |  |  | 636_C+SGST 18% I/P RD
1020 | GI CABLE TRAY PERFORATED TEE 100 (W) MM | 843 | Material | 7017_NOS | 7017_NOS | 1 |  | 15116_ELECTRICAL CABLE TRAY |  |  |  | 636_C+SGST 18% I/P RD
1021 | GI CABLE TRAY PERFORATED TEE 150 (W) MM | 843 | Material | 7017_NOS | 7017_NOS | 1 |  | 15116_ELECTRICAL CABLE TRAY |  |  |  | 636_C+SGST 18% I/P RD
1022 | GI CABLE TRAY PERFORATED TEE 200 (W) MM | 843 | Material | 7017_NOS | 7017_NOS | 1 |  | 15116_ELECTRICAL CABLE TRAY |  |  |  | 636_C+SGST 18% I/P RD
1023 | GI CABLE TRAY PERFORATED TEE 250 (W) MM | 843 | Material | 7017_NOS | 7017_NOS | 1 |  | 15116_ELECTRICAL CABLE TRAY |  |  |  | 636_C+SGST 18% I/P RD
1024 | GI CABLE TRAY PERFORATED TEE 300 (W) MM | 843 | Material | 7017_NOS | 7017_NOS | 1 |  | 15116_ELECTRICAL CABLE TRAY |  |  |  | 636_C+SGST 18% I/P RD
1025 | GI CABLE TRAY PERFORATED TEE 350 (W) MM | 843 | Material | 7017_NOS | 7017_NOS | 1 |  | 15116_ELECTRICAL CABLE TRAY |  |  |  | 636_C+SGST 18% I/P RD
1026 | GI CABLE TRAY PERFORATED TEE 400 (W) MM | 843 | Material | 7017_NOS | 7017_NOS | 1 |  | 15116_ELECTRICAL CABLE TRAY |  |  |  | 636_C+SGST 18% I/P RD
1027 | GI CABLE TRAY PERFORATED TEE 450 (W) MM | 843 | Material | 7017_NOS | 7017_NOS | 1 |  | 15116_ELECTRICAL CABLE TRAY |  |  |  | 636_C+SGST 18% I/P RD
1028 | GI CABLE TRAY PERFORATED TEE 500 (W) MM | 843 | Material | 7017_NOS | 7017_NOS | 1 |  | 15116_ELECTRICAL CABLE TRAY |  |  |  | 636_C+SGST 18% I/P RD
1029 | GI CABLE TRAY PERFORATED TEE 600 (W) MM | 843 | Material | 7017_NOS | 7017_NOS | 1 |  | 15116_ELECTRICAL CABLE TRAY |  |  |  | 636_C+SGST 18% I/P RD
1030 | GI CABLE TRAY PERFORATED TEE 4-WAY 50 (W) MM | 843 | Material | 7017_NOS | 7017_NOS | 1 |  | 15116_ELECTRICAL CABLE TRAY |  |  |  | 636_C+SGST 18% I/P RD
1031 | GI CABLE TRAY PERFORATED TEE 4-WAY 75 (W) MM | 843 | Material | 7017_NOS | 7017_NOS | 1 |  | 15116_ELECTRICAL CABLE TRAY |  |  |  | 636_C+SGST 18% I/P RD
1032 | GI CABLE TRAY PERFORATED TEE 4-WAY 100 (W) MM | 843 | Material | 7017_NOS | 7017_NOS | 1 |  | 15116_ELECTRICAL CABLE TRAY |  |  |  | 636_C+SGST 18% I/P RD
1033 | GI CABLE TRAY PERFORATED TEE 4-WAY 150 (W) MM | 843 | Material | 7017_NOS | 7017_NOS | 1 |  | 15116_ELECTRICAL CABLE TRAY |  |  |  | 636_C+SGST 18% I/P RD
1034 | GI CABLE TRAY PERFORATED TEE 4-WAY 200 (W) MM | 843 | Material | 7017_NOS | 7017_NOS | 1 |  | 15116_ELECTRICAL CABLE TRAY |  |  |  | 636_C+SGST 18% I/P RD
1035 | GI CABLE TRAY PERFORATED TEE 4-WAY 250 (W) MM | 843 | Material | 7017_NOS | 7017_NOS | 1 |  | 15116_ELECTRICAL CABLE TRAY |  |  |  | 636_C+SGST 18% I/P RD
1036 | GI CABLE TRAY PERFORATED TEE 4-WAY 300 (W) MM | 843 | Material | 7017_NOS | 7017_NOS | 1 |  | 15116_ELECTRICAL CABLE TRAY |  |  |  | 636_C+SGST 18% I/P RD
1037 | GI CABLE TRAY PERFORATED TEE 4-WAY 350 (W) MM | 843 | Material | 7017_NOS | 7017_NOS | 1 |  | 15116_ELECTRICAL CABLE TRAY |  |  |  | 636_C+SGST 18% I/P RD
1038 | GI CABLE TRAY PERFORATED TEE 4-WAY 400 (W) MM | 843 | Material | 7017_NOS | 7017_NOS | 1 |  | 15116_ELECTRICAL CABLE TRAY |  |  |  | 636_C+SGST 18% I/P RD
1039 | GI CABLE TRAY PERFORATED TEE 4-WAY 450 (W) MM | 843 | Material | 7017_NOS | 7017_NOS | 1 |  | 15116_ELECTRICAL CABLE TRAY |  |  |  | 636_C+SGST 18% I/P RD
1040 | GI CABLE TRAY PERFORATED TEE 4-WAY 500 (W) MM | 843 | Material | 7017_NOS | 7017_NOS | 1 |  | 15116_ELECTRICAL CABLE TRAY |  |  |  | 636_C+SGST 18% I/P RD
1041 | GI CABLE TRAY PERFORATED TEE 4-WAY 600 (W) MM | 843 | Material | 7017_NOS | 7017_NOS | 1 |  | 15116_ELECTRICAL CABLE TRAY |  |  |  | 636_C+SGST 18% I/P RD
1042 | GI CABLE TRAY PERFORATED CENTRE REDR 50 X 75 MM | 843 | Material | 7017_NOS | 7017_NOS | 1 |  | 15116_ELECTRICAL CABLE TRAY |  |  |  | 636_C+SGST 18% I/P RD
1043 | GI CABLE TRAY PERFORATED CENTRE REDR 75 X 100 MM | 843 | Material | 7017_NOS | 7017_NOS | 1 |  | 15116_ELECTRICAL CABLE TRAY |  |  |  | 636_C+SGST 18% I/P RD
1044 | GI CABLE TRAY PERFORATED CENTRE REDR 100 X 150 MM | 843 | Material | 7017_NOS | 7017_NOS | 1 |  | 15116_ELECTRICAL CABLE TRAY |  |  |  | 636_C+SGST 18% I/P RD
1045 | GI CABLE TRAY PERFORATED CENTRE REDR 150 X 200 MM | 843 | Material | 7017_NOS | 7017_NOS | 1 |  | 15116_ELECTRICAL CABLE TRAY |  |  |  | 636_C+SGST 18% I/P RD
1046 | GI CABLE TRAY PERFORATED CENTRE REDR 200 X 250 MM | 843 | Material | 7017_NOS | 7017_NOS | 1 |  | 15116_ELECTRICAL CABLE TRAY |  |  |  | 636_C+SGST 18% I/P RD
1047 | GI CABLE TRAY PERFORATED CENTRE REDR 250 X 300 MM | 843 | Material | 7017_NOS | 7017_NOS | 1 |  | 15116_ELECTRICAL CABLE TRAY |  |  |  | 636_C+SGST 18% I/P RD
1048 | GI CABLE TRAY PERFORATED CENTRE REDR 300 X 350 MM | 843 | Material | 7017_NOS | 7017_NOS | 1 |  | 15116_ELECTRICAL CABLE TRAY |  |  |  | 636_C+SGST 18% I/P RD
1049 | GI CABLE TRAY PERFORATED CENTRE REDR 350 X 400 MM | 843 | Material | 7017_NOS | 7017_NOS | 1 |  | 15116_ELECTRICAL CABLE TRAY |  |  |  | 636_C+SGST 18% I/P RD
1050 | GI CABLE TRAY PERFORATED CENTRE REDR 400 X 450 MM | 843 | Material | 7017_NOS | 7017_NOS | 1 |  | 15116_ELECTRICAL CABLE TRAY |  |  |  | 636_C+SGST 18% I/P RD
1051 | GI CABLE TRAY PERFORATED CENTRE REDR 450 X 500 MM | 843 | Material | 7017_NOS | 7017_NOS | 1 |  | 15116_ELECTRICAL CABLE TRAY |  |  |  | 636_C+SGST 18% I/P RD
1052 | GI CABLE TRAY PERFORATED CENTRE REDR 500 X 600 MM | 843 | Material | 7017_NOS | 7017_NOS | 1 |  | 15116_ELECTRICAL CABLE TRAY |  |  |  | 636_C+SGST 18% I/P RD
1053 | GI CABLE TRAY PERFORATED RIGHT HAND REDR 50 X 75 MM | 843 | Material | 7017_NOS | 7017_NOS | 1 |  | 15116_ELECTRICAL CABLE TRAY |  |  |  | 636_C+SGST 18% I/P RD
1054 | GI CABLE TRAY PERFORATED RIGHT HAND REDR 75 X 100 MM | 843 | Material | 7017_NOS | 7017_NOS | 1 |  | 15116_ELECTRICAL CABLE TRAY |  |  |  | 636_C+SGST 18% I/P RD
1055 | GI CABLE TRAY PERFORATED RIGHT HAND REDR 100 X 150 MM | 843 | Material | 7017_NOS | 7017_NOS | 1 |  | 15116_ELECTRICAL CABLE TRAY |  |  |  | 636_C+SGST 18% I/P RD
1056 | GI CABLE TRAY PERFORATED RIGHT HAND REDR 150 X 200 MM | 843 | Material | 7017_NOS | 7017_NOS | 1 |  | 15116_ELECTRICAL CABLE TRAY |  |  |  | 636_C+SGST 18% I/P RD
1057 | GI CABLE TRAY PERFORATED RIGHT HAND REDR 200 X 250 MM | 843 | Material | 7017_NOS | 7017_NOS | 1 |  | 15116_ELECTRICAL CABLE TRAY |  |  |  | 636_C+SGST 18% I/P RD
1058 | GI CABLE TRAY PERFORATED RIGHT HAND REDR 250 X 300 MM | 843 | Material | 7017_NOS | 7017_NOS | 1 |  | 15116_ELECTRICAL CABLE TRAY |  |  |  | 636_C+SGST 18% I/P RD
1059 | GI CABLE TRAY PERFORATED RIGHT HAND REDR 300 X 350 MM | 843 | Material | 7017_NOS | 7017_NOS | 1 |  | 15116_ELECTRICAL CABLE TRAY |  |  |  | 636_C+SGST 18% I/P RD
1060 | GI CABLE TRAY PERFORATED RIGHT HAND REDR 350 X 400 MM | 843 | Material | 7017_NOS | 7017_NOS | 1 |  | 15116_ELECTRICAL CABLE TRAY |  |  |  | 636_C+SGST 18% I/P RD
1061 | GI CABLE TRAY PERFORATED RIGHT HAND REDR 400 X 450 MM | 843 | Material | 7017_NOS | 7017_NOS | 1 |  | 15116_ELECTRICAL CABLE TRAY |  |  |  | 636_C+SGST 18% I/P RD
1062 | GI CABLE TRAY PERFORATED RIGHT HAND REDR 450 X 500 MM | 843 | Material | 7017_NOS | 7017_NOS | 1 |  | 15116_ELECTRICAL CABLE TRAY |  |  |  | 636_C+SGST 18% I/P RD
1063 | GI CABLE TRAY PERFORATED RIGHT HAND REDR 500 X 600 MM | 843 | Material | 7017_NOS | 7017_NOS | 1 |  | 15116_ELECTRICAL CABLE TRAY |  |  |  | 636_C+SGST 18% I/P RD
1064 | GI CABLE TRAY PERFORATED LETF HAND REDR 50 X 75 MM | 843 | Material | 7017_NOS | 7017_NOS | 1 |  | 15116_ELECTRICAL CABLE TRAY |  |  |  | 636_C+SGST 18% I/P RD
1065 | GI CABLE TRAY PERFORATED LETF HAND REDR 75 X 100 MM | 843 | Material | 7017_NOS | 7017_NOS | 1 |  | 15116_ELECTRICAL CABLE TRAY |  |  |  | 636_C+SGST 18% I/P RD
1066 | GI CABLE TRAY PERFORATED LETF HAND REDR 100 X 150 MM | 843 | Material | 7017_NOS | 7017_NOS | 1 |  | 15116_ELECTRICAL CABLE TRAY |  |  |  | 636_C+SGST 18% I/P RD
1067 | GI CABLE TRAY PERFORATED LETF HAND REDR 150 X 200 MM | 843 | Material | 7017_NOS | 7017_NOS | 1 |  | 15116_ELECTRICAL CABLE TRAY |  |  |  | 636_C+SGST 18% I/P RD
1068 | GI CABLE TRAY PERFORATED LETF HAND REDR 200 X 250 MM | 843 | Material | 7017_NOS | 7017_NOS | 1 |  | 15116_ELECTRICAL CABLE TRAY |  |  |  | 636_C+SGST 18% I/P RD
1069 | GI CABLE TRAY PERFORATED LETF HAND REDR 250 X 300 MM | 843 | Material | 7017_NOS | 7017_NOS | 1 |  | 15116_ELECTRICAL CABLE TRAY |  |  |  | 636_C+SGST 18% I/P RD
1070 | GI CABLE TRAY PERFORATED LETF HAND REDR 300 X 350 MM | 843 | Material | 7017_NOS | 7017_NOS | 1 |  | 15116_ELECTRICAL CABLE TRAY |  |  |  | 636_C+SGST 18% I/P RD
1071 | GI CABLE TRAY PERFORATED LETF HAND REDR 350 X 400 MM | 843 | Material | 7017_NOS | 7017_NOS | 1 |  | 15116_ELECTRICAL CABLE TRAY |  |  |  | 636_C+SGST 18% I/P RD
1072 | GI CABLE TRAY PERFORATED LETF HAND REDR 400 X 450 MM | 843 | Material | 7017_NOS | 7017_NOS | 1 |  | 15116_ELECTRICAL CABLE TRAY |  |  |  | 636_C+SGST 18% I/P RD
1073 | GI CABLE TRAY PERFORATED LETF HAND REDR 450 X 500 MM | 843 | Material | 7017_NOS | 7017_NOS | 1 |  | 15116_ELECTRICAL CABLE TRAY |  |  |  | 636_C+SGST 18% I/P RD
1074 | GI CABLE TRAY PERFORATED LETF HAND REDR 500 X 600 MM | 843 | Material | 7017_NOS | 7017_NOS | 1 |  | 15116_ELECTRICAL CABLE TRAY |  |  |  | 636_C+SGST 18% I/P RD
1075 | GI CABLE TRAY LADDER BEND 90-DEG 50 (W) MM | 843 | Material | 7017_NOS | 7017_NOS | 1 |  | 15116_ELECTRICAL CABLE TRAY |  |  |  | 636_C+SGST 18% I/P RD
1076 | GI CABLE TRAY LADDER BEND 90-DEG 75 (W) MM | 843 | Material | 7017_NOS | 7017_NOS | 1 |  | 15116_ELECTRICAL CABLE TRAY |  |  |  | 636_C+SGST 18% I/P RD
1077 | GI CABLE TRAY LADDER BEND 90-DEG 100 (W) MM | 843 | Material | 7017_NOS | 7017_NOS | 1 |  | 15116_ELECTRICAL CABLE TRAY |  |  |  | 636_C+SGST 18% I/P RD
1078 | GI CABLE TRAY LADDER BEND 90-DEG 150 (W) MM | 843 | Material | 7017_NOS | 7017_NOS | 1 |  | 15116_ELECTRICAL CABLE TRAY |  |  |  | 636_C+SGST 18% I/P RD
1079 | GI CABLE TRAY LADDER BEND 90-DEG 200 (W) MM | 843 | Material | 7017_NOS | 7017_NOS | 1 |  | 15116_ELECTRICAL CABLE TRAY |  |  |  | 636_C+SGST 18% I/P RD
1080 | GI CABLE TRAY LADDER BEND 90-DEG 250 (W) MM | 843 | Material | 7017_NOS | 7017_NOS | 1 |  | 15116_ELECTRICAL CABLE TRAY |  |  |  | 636_C+SGST 18% I/P RD
1081 | GI CABLE TRAY LADDER BEND 90-DEG 300 (W) MM | 843 | Material | 7017_NOS | 7017_NOS | 1 |  | 15116_ELECTRICAL CABLE TRAY |  |  |  | 636_C+SGST 18% I/P RD
1082 | GI CABLE TRAY LADDER BEND 90-DEG 350 (W) MM | 843 | Material | 7017_NOS | 7017_NOS | 1 |  | 15116_ELECTRICAL CABLE TRAY |  |  |  | 636_C+SGST 18% I/P RD
1083 | GI CABLE TRAY LADDER BEND 90-DEG 400 (W) MM | 843 | Material | 7017_NOS | 7017_NOS | 1 |  | 15116_ELECTRICAL CABLE TRAY |  |  |  | 636_C+SGST 18% I/P RD
1084 | GI CABLE TRAY LADDER BEND 90-DEG 450 (W) MM | 843 | Material | 7017_NOS | 7017_NOS | 1 |  | 15116_ELECTRICAL CABLE TRAY |  |  |  | 636_C+SGST 18% I/P RD
1085 | GI CABLE TRAY LADDER BEND 90-DEG 500 (W) MM | 843 | Material | 7017_NOS | 7017_NOS | 1 |  | 15116_ELECTRICAL CABLE TRAY |  |  |  | 636_C+SGST 18% I/P RD
1086 | GI CABLE TRAY LADDER BEND 90-DEG 600 (W) MM | 843 | Material | 7017_NOS | 7017_NOS | 1 |  | 15116_ELECTRICAL CABLE TRAY |  |  |  | 636_C+SGST 18% I/P RD
1087 | GI CABLE TRAY LADDER BEND 45-DEG 50 (W) MM | 843 | Material | 7017_NOS | 7017_NOS | 1 |  | 15116_ELECTRICAL CABLE TRAY |  |  |  | 636_C+SGST 18% I/P RD
1088 | GI CABLE TRAY LADDER BEND 45-DEG 75 (W) MM | 843 | Material | 7017_NOS | 7017_NOS | 1 |  | 15116_ELECTRICAL CABLE TRAY |  |  |  | 636_C+SGST 18% I/P RD
1089 | GI CABLE TRAY LADDER BEND 45-DEG 100 (W) MM | 843 | Material | 7017_NOS | 7017_NOS | 1 |  | 15116_ELECTRICAL CABLE TRAY |  |  |  | 636_C+SGST 18% I/P RD
1090 | GI CABLE TRAY LADDER BEND 45-DEG 150 (W) MM | 843 | Material | 7017_NOS | 7017_NOS | 1 |  | 15116_ELECTRICAL CABLE TRAY |  |  |  | 636_C+SGST 18% I/P RD
1091 | GI CABLE TRAY LADDER BEND 45-DEG 200 (W) MM | 843 | Material | 7017_NOS | 7017_NOS | 1 |  | 15116_ELECTRICAL CABLE TRAY |  |  |  | 636_C+SGST 18% I/P RD
1092 | GI CABLE TRAY LADDER BEND 45-DEG 250 (W) MM | 843 | Material | 7017_NOS | 7017_NOS | 1 |  | 15116_ELECTRICAL CABLE TRAY |  |  |  | 636_C+SGST 18% I/P RD
1093 | GI CABLE TRAY LADDER BEND 45-DEG 300 (W) MM | 843 | Material | 7017_NOS | 7017_NOS | 1 |  | 15116_ELECTRICAL CABLE TRAY |  |  |  | 636_C+SGST 18% I/P RD
1094 | GI CABLE TRAY LADDER BEND 45-DEG 350 (W) MM | 843 | Material | 7017_NOS | 7017_NOS | 1 |  | 15116_ELECTRICAL CABLE TRAY |  |  |  | 636_C+SGST 18% I/P RD
1095 | GI CABLE TRAY LADDER BEND 45-DEG 400 (W) MM | 843 | Material | 7017_NOS | 7017_NOS | 1 |  | 15116_ELECTRICAL CABLE TRAY |  |  |  | 636_C+SGST 18% I/P RD
1096 | GI CABLE TRAY LADDER BEND 45-DEG 450 (W) MM | 843 | Material | 7017_NOS | 7017_NOS | 1 |  | 15116_ELECTRICAL CABLE TRAY |  |  |  | 636_C+SGST 18% I/P RD
1097 | GI CABLE TRAY LADDER BEND 45-DEG 500 (W) MM | 843 | Material | 7017_NOS | 7017_NOS | 1 |  | 15116_ELECTRICAL CABLE TRAY |  |  |  | 636_C+SGST 18% I/P RD
1098 | GI CABLE TRAY LADDER BEND 45-DEG 600 (W) MM | 843 | Material | 7017_NOS | 7017_NOS | 1 |  | 15116_ELECTRICAL CABLE TRAY |  |  |  | 636_C+SGST 18% I/P RD
1099 | GI CABLE TRAY LADDER VERTICAL BEND INSIDE 50 (W) MM | 843 | Material | 7017_NOS | 7017_NOS | 1 |  | 15116_ELECTRICAL CABLE TRAY |  |  |  | 636_C+SGST 18% I/P RD
1100 | GI CABLE TRAY LADDER VERTICAL BEND INSIDE 75 (W) MM | 843 | Material | 7017_NOS | 7017_NOS | 1 |  | 15116_ELECTRICAL CABLE TRAY |  |  |  | 636_C+SGST 18% I/P RD
1101 | GI CABLE TRAY LADDER VERTICAL BEND INSIDE 100 (W) MM | 843 | Material | 7017_NOS | 7017_NOS | 1 |  | 15116_ELECTRICAL CABLE TRAY |  |  |  | 636_C+SGST 18% I/P RD
1102 | GI CABLE TRAY LADDER VERTICAL BEND INSIDE 150 (W) MM | 843 | Material | 7017_NOS | 7017_NOS | 1 |  | 15116_ELECTRICAL CABLE TRAY |  |  |  | 636_C+SGST 18% I/P RD
1103 | GI CABLE TRAY LADDER VERTICAL BEND INSIDE 200 (W) MM | 843 | Material | 7017_NOS | 7017_NOS | 1 |  | 15116_ELECTRICAL CABLE TRAY |  |  |  | 636_C+SGST 18% I/P RD
1104 | GI CABLE TRAY LADDER VERTICAL BEND INSIDE 250 (W) MM | 843 | Material | 7017_NOS | 7017_NOS | 1 |  | 15116_ELECTRICAL CABLE TRAY |  |  |  | 636_C+SGST 18% I/P RD
1105 | GI CABLE TRAY LADDER VERTICAL BEND INSIDE 300 (W) MM | 843 | Material | 7017_NOS | 7017_NOS | 1 |  | 15116_ELECTRICAL CABLE TRAY |  |  |  | 636_C+SGST 18% I/P RD
1106 | GI CABLE TRAY LADDER VERTICAL BEND INSIDE 350 (W) MM | 843 | Material | 7017_NOS | 7017_NOS | 1 |  | 15116_ELECTRICAL CABLE TRAY |  |  |  | 636_C+SGST 18% I/P RD
1107 | GI CABLE TRAY LADDER VERTICAL BEND INSIDE 400 (W) MM | 843 | Material | 7017_NOS | 7017_NOS | 1 |  | 15116_ELECTRICAL CABLE TRAY |  |  |  | 636_C+SGST 18% I/P RD
1108 | GI CABLE TRAY LADDER VERTICAL BEND INSIDE 450 (W) MM | 843 | Material | 7017_NOS | 7017_NOS | 1 |  | 15116_ELECTRICAL CABLE TRAY |  |  |  | 636_C+SGST 18% I/P RD
1109 | GI CABLE TRAY LADDER VERTICAL BEND INSIDE 500 (W) MM | 843 | Material | 7017_NOS | 7017_NOS | 1 |  | 15116_ELECTRICAL CABLE TRAY |  |  |  | 636_C+SGST 18% I/P RD
1110 | GI CABLE TRAY LADDER VERTICAL BEND INSIDE 600 (W) MM | 843 | Material | 7017_NOS | 7017_NOS | 1 |  | 15116_ELECTRICAL CABLE TRAY |  |  |  | 636_C+SGST 18% I/P RD
1111 | GI CABLE TRAY LADDER VERTICAL BEND OUTSIDE 50 (W) MM | 843 | Material | 7017_NOS | 7017_NOS | 1 |  | 15116_ELECTRICAL CABLE TRAY |  |  |  | 636_C+SGST 18% I/P RD
1112 | GI CABLE TRAY LADDER VERTICAL BEND OUTSIDE 75 (W) MM | 843 | Material | 7017_NOS | 7017_NOS | 1 |  | 15116_ELECTRICAL CABLE TRAY |  |  |  | 636_C+SGST 18% I/P RD
1113 | GI CABLE TRAY LADDER VERTICAL BEND OUTSIDE 100 (W) MM | 843 | Material | 7017_NOS | 7017_NOS | 1 |  | 15116_ELECTRICAL CABLE TRAY |  |  |  | 636_C+SGST 18% I/P RD
1114 | GI CABLE TRAY LADDER VERTICAL BEND OUTSIDE 150 (W) MM | 843 | Material | 7017_NOS | 7017_NOS | 1 |  | 15116_ELECTRICAL CABLE TRAY |  |  |  | 636_C+SGST 18% I/P RD
1115 | GI CABLE TRAY LADDER VERTICAL BEND OUTSIDE 200 (W) MM | 843 | Material | 7017_NOS | 7017_NOS | 1 |  | 15116_ELECTRICAL CABLE TRAY |  |  |  | 636_C+SGST 18% I/P RD
1116 | GI CABLE TRAY LADDER VERTICAL BEND OUTSIDE 250 (W) MM | 843 | Material | 7017_NOS | 7017_NOS | 1 |  | 15116_ELECTRICAL CABLE TRAY |  |  |  | 636_C+SGST 18% I/P RD
1117 | GI CABLE TRAY LADDER VERTICAL BEND OUTSIDE 300 (W) MM | 843 | Material | 7017_NOS | 7017_NOS | 1 |  | 15116_ELECTRICAL CABLE TRAY |  |  |  | 636_C+SGST 18% I/P RD
1118 | GI CABLE TRAY LADDER VERTICAL BEND OUTSIDE 350 (W) MM | 843 | Material | 7017_NOS | 7017_NOS | 1 |  | 15116_ELECTRICAL CABLE TRAY |  |  |  | 636_C+SGST 18% I/P RD
1119 | GI CABLE TRAY LADDER VERTICAL BEND OUTSIDE 400 (W) MM | 843 | Material | 7017_NOS | 7017_NOS | 1 |  | 15116_ELECTRICAL CABLE TRAY |  |  |  | 636_C+SGST 18% I/P RD
1120 | GI CABLE TRAY LADDER VERTICAL BEND OUTSIDE 450 (W) MM | 843 | Material | 7017_NOS | 7017_NOS | 1 |  | 15116_ELECTRICAL CABLE TRAY |  |  |  | 636_C+SGST 18% I/P RD
1121 | GI CABLE TRAY LADDER VERTICAL BEND OUTSIDE 500 (W) MM | 843 | Material | 7017_NOS | 7017_NOS | 1 |  | 15116_ELECTRICAL CABLE TRAY |  |  |  | 636_C+SGST 18% I/P RD
1122 | GI CABLE TRAY LADDER VERTICAL BEND OUTSIDE 600 (W) MM | 843 | Material | 7017_NOS | 7017_NOS | 1 |  | 15116_ELECTRICAL CABLE TRAY |  |  |  | 636_C+SGST 18% I/P RD
1123 | GI CABLE TRAY LADDER TEE 50 (W) MM | 843 | Material | 7017_NOS | 7017_NOS | 1 |  | 15116_ELECTRICAL CABLE TRAY |  |  |  | 636_C+SGST 18% I/P RD
1124 | GI CABLE TRAY LADDER TEE 75 (W) MM | 843 | Material | 7017_NOS | 7017_NOS | 1 |  | 15116_ELECTRICAL CABLE TRAY |  |  |  | 636_C+SGST 18% I/P RD
1125 | GI CABLE TRAY LADDER TEE 100 (W) MM | 843 | Material | 7017_NOS | 7017_NOS | 1 |  | 15116_ELECTRICAL CABLE TRAY |  |  |  | 636_C+SGST 18% I/P RD
1126 | GI CABLE TRAY LADDER TEE 150 (W) MM | 843 | Material | 7017_NOS | 7017_NOS | 1 |  | 15116_ELECTRICAL CABLE TRAY |  |  |  | 636_C+SGST 18% I/P RD
1127 | GI CABLE TRAY LADDER TEE 200 (W) MM | 843 | Material | 7017_NOS | 7017_NOS | 1 |  | 15116_ELECTRICAL CABLE TRAY |  |  |  | 636_C+SGST 18% I/P RD
1128 | GI CABLE TRAY LADDER TEE 250 (W) MM | 843 | Material | 7017_NOS | 7017_NOS | 1 |  | 15116_ELECTRICAL CABLE TRAY |  |  |  | 636_C+SGST 18% I/P RD
1129 | GI CABLE TRAY LADDER TEE 300 (W) MM | 843 | Material | 7017_NOS | 7017_NOS | 1 |  | 15116_ELECTRICAL CABLE TRAY |  |  |  | 636_C+SGST 18% I/P RD
1130 | GI CABLE TRAY LADDER TEE 350 (W) MM | 843 | Material | 7017_NOS | 7017_NOS | 1 |  | 15116_ELECTRICAL CABLE TRAY |  |  |  | 636_C+SGST 18% I/P RD
1131 | GI CABLE TRAY LADDER TEE 400 (W) MM | 843 | Material | 7017_NOS | 7017_NOS | 1 |  | 15116_ELECTRICAL CABLE TRAY |  |  |  | 636_C+SGST 18% I/P RD
1132 | GI CABLE TRAY LADDER TEE 450 (W) MM | 843 | Material | 7017_NOS | 7017_NOS | 1 |  | 15116_ELECTRICAL CABLE TRAY |  |  |  | 636_C+SGST 18% I/P RD
1133 | GI CABLE TRAY LADDER TEE 500 (W) MM | 843 | Material | 7017_NOS | 7017_NOS | 1 |  | 15116_ELECTRICAL CABLE TRAY |  |  |  | 636_C+SGST 18% I/P RD
1134 | GI CABLE TRAY LADDER TEE 600 (W) MM | 843 | Material | 7017_NOS | 7017_NOS | 1 |  | 15116_ELECTRICAL CABLE TRAY |  |  |  | 636_C+SGST 18% I/P RD
1135 | GI CABLE TRAY LADDER TEE 4-WAY 50 (W) MM | 843 | Material | 7017_NOS | 7017_NOS | 1 |  | 15116_ELECTRICAL CABLE TRAY |  |  |  | 636_C+SGST 18% I/P RD
1136 | GI CABLE TRAY LADDER TEE 4-WAY 75 (W) MM | 843 | Material | 7017_NOS | 7017_NOS | 1 |  | 15116_ELECTRICAL CABLE TRAY |  |  |  | 636_C+SGST 18% I/P RD
1137 | GI CABLE TRAY LADDER TEE 4-WAY 100 (W) MM | 843 | Material | 7017_NOS | 7017_NOS | 1 |  | 15116_ELECTRICAL CABLE TRAY |  |  |  | 636_C+SGST 18% I/P RD
1138 | GI CABLE TRAY LADDER TEE 4-WAY 150 (W) MM | 843 | Material | 7017_NOS | 7017_NOS | 1 |  | 15116_ELECTRICAL CABLE TRAY |  |  |  | 636_C+SGST 18% I/P RD
1139 | GI CABLE TRAY LADDER TEE 4-WAY 200 (W) MM | 843 | Material | 7017_NOS | 7017_NOS | 1 |  | 15116_ELECTRICAL CABLE TRAY |  |  |  | 636_C+SGST 18% I/P RD
1140 | GI CABLE TRAY LADDER TEE 4-WAY 250 (W) MM | 843 | Material | 7017_NOS | 7017_NOS | 1 |  | 15116_ELECTRICAL CABLE TRAY |  |  |  | 636_C+SGST 18% I/P RD
1141 | GI CABLE TRAY LADDER TEE 4-WAY 300 (W) MM | 843 | Material | 7017_NOS | 7017_NOS | 1 |  | 15116_ELECTRICAL CABLE TRAY |  |  |  | 636_C+SGST 18% I/P RD
1142 | GI CABLE TRAY LADDER TEE 4-WAY 350 (W) MM | 843 | Material | 7017_NOS | 7017_NOS | 1 |  | 15116_ELECTRICAL CABLE TRAY |  |  |  | 636_C+SGST 18% I/P RD
1143 | GI CABLE TRAY LADDER TEE 4-WAY 400 (W) MM | 843 | Material | 7017_NOS | 7017_NOS | 1 |  | 15116_ELECTRICAL CABLE TRAY |  |  |  | 636_C+SGST 18% I/P RD
1144 | GI CABLE TRAY LADDER TEE 4-WAY 450 (W) MM | 843 | Material | 7017_NOS | 7017_NOS | 1 |  | 15116_ELECTRICAL CABLE TRAY |  |  |  | 636_C+SGST 18% I/P RD
1145 | GI CABLE TRAY LADDER TEE 4-WAY 500 (W) MM | 843 | Material | 7017_NOS | 7017_NOS | 1 |  | 15116_ELECTRICAL CABLE TRAY |  |  |  | 636_C+SGST 18% I/P RD
1146 | GI CABLE TRAY LADDER TEE 4-WAY 600 (W) MM | 843 | Material | 7017_NOS | 7017_NOS | 1 |  | 15116_ELECTRICAL CABLE TRAY |  |  |  | 636_C+SGST 18% I/P RD
1147 | GI CABLE TRAY LADDER CENTRE REDR 50 X 75 MM | 843 | Material | 7017_NOS | 7017_NOS | 1 |  | 15116_ELECTRICAL CABLE TRAY |  |  |  | 636_C+SGST 18% I/P RD
1148 | GI CABLE TRAY LADDER CENTRE REDR 75 X 100 MM | 843 | Material | 7017_NOS | 7017_NOS | 1 |  | 15116_ELECTRICAL CABLE TRAY |  |  |  | 636_C+SGST 18% I/P RD
1149 | GI CABLE TRAY LADDER CENTRE REDR 100 X 150 MM | 843 | Material | 7017_NOS | 7017_NOS | 1 |  | 15116_ELECTRICAL CABLE TRAY |  |  |  | 636_C+SGST 18% I/P RD
1150 | GI CABLE TRAY LADDER CENTRE REDR 150 X 200 MM | 843 | Material | 7017_NOS | 7017_NOS | 1 |  | 15116_ELECTRICAL CABLE TRAY |  |  |  | 636_C+SGST 18% I/P RD
1151 | GI CABLE TRAY LADDER CENTRE REDR 200 X 250 MM | 843 | Material | 7017_NOS | 7017_NOS | 1 |  | 15116_ELECTRICAL CABLE TRAY |  |  |  | 636_C+SGST 18% I/P RD
1152 | GI CABLE TRAY LADDER CENTRE REDR 250 X 300 MM | 843 | Material | 7017_NOS | 7017_NOS | 1 |  | 15116_ELECTRICAL CABLE TRAY |  |  |  | 636_C+SGST 18% I/P RD
1153 | GI CABLE TRAY LADDER CENTRE REDR 300 X 350 MM | 843 | Material | 7017_NOS | 7017_NOS | 1 |  | 15116_ELECTRICAL CABLE TRAY |  |  |  | 636_C+SGST 18% I/P RD
1154 | GI CABLE TRAY LADDER CENTRE REDR 350 X 400 MM | 843 | Material | 7017_NOS | 7017_NOS | 1 |  | 15116_ELECTRICAL CABLE TRAY |  |  |  | 636_C+SGST 18% I/P RD
1155 | GI CABLE TRAY LADDER CENTRE REDR 400 X 450 MM | 843 | Material | 7017_NOS | 7017_NOS | 1 |  | 15116_ELECTRICAL CABLE TRAY |  |  |  | 636_C+SGST 18% I/P RD
1156 | GI CABLE TRAY LADDER CENTRE REDR 450 X 500 MM | 843 | Material | 7017_NOS | 7017_NOS | 1 |  | 15116_ELECTRICAL CABLE TRAY |  |  |  | 636_C+SGST 18% I/P RD
1157 | GI CABLE TRAY LADDER CENTRE REDR 500 X 600 MM | 843 | Material | 7017_NOS | 7017_NOS | 1 |  | 15116_ELECTRICAL CABLE TRAY |  |  |  | 636_C+SGST 18% I/P RD
1158 | GI CABLE TRAY LADDER RIGHT HAND REDR 50 X 75 MM | 843 | Material | 7017_NOS | 7017_NOS | 1 |  | 15116_ELECTRICAL CABLE TRAY |  |  |  | 636_C+SGST 18% I/P RD
1159 | GI CABLE TRAY LADDER RIGHT HAND REDR 75 X 100 MM | 843 | Material | 7017_NOS | 7017_NOS | 1 |  | 15116_ELECTRICAL CABLE TRAY |  |  |  | 636_C+SGST 18% I/P RD
1160 | GI CABLE TRAY LADDER RIGHT HAND REDR 100 X 150 MM | 843 | Material | 7017_NOS | 7017_NOS | 1 |  | 15116_ELECTRICAL CABLE TRAY |  |  |  | 636_C+SGST 18% I/P RD
1161 | GI CABLE TRAY LADDER RIGHT HAND REDR 150 X 200 MM | 843 | Material | 7017_NOS | 7017_NOS | 1 |  | 15116_ELECTRICAL CABLE TRAY |  |  |  | 636_C+SGST 18% I/P RD
1162 | GI CABLE TRAY LADDER RIGHT HAND REDR 200 X 250 MM | 843 | Material | 7017_NOS | 7017_NOS | 1 |  | 15116_ELECTRICAL CABLE TRAY |  |  |  | 636_C+SGST 18% I/P RD
1163 | GI CABLE TRAY LADDER RIGHT HAND REDR 250 X 300 MM | 843 | Material | 7017_NOS | 7017_NOS | 1 |  | 15116_ELECTRICAL CABLE TRAY |  |  |  | 636_C+SGST 18% I/P RD
1164 | GI CABLE TRAY LADDER RIGHT HAND REDR 300 X 350 MM | 843 | Material | 7017_NOS | 7017_NOS | 1 |  | 15116_ELECTRICAL CABLE TRAY |  |  |  | 636_C+SGST 18% I/P RD
1165 | GI CABLE TRAY LADDER RIGHT HAND REDR 350 X 400 MM | 843 | Material | 7017_NOS | 7017_NOS | 1 |  | 15116_ELECTRICAL CABLE TRAY |  |  |  | 636_C+SGST 18% I/P RD
1166 | GI CABLE TRAY LADDER RIGHT HAND REDR 400 X 450 MM | 843 | Material | 7017_NOS | 7017_NOS | 1 |  | 15116_ELECTRICAL CABLE TRAY |  |  |  | 636_C+SGST 18% I/P RD
1167 | GI CABLE TRAY LADDER RIGHT HAND REDR 450 X 500 MM | 843 | Material | 7017_NOS | 7017_NOS | 1 |  | 15116_ELECTRICAL CABLE TRAY |  |  |  | 636_C+SGST 18% I/P RD
1168 | GI CABLE TRAY LADDER RIGHT HAND REDR 500 X 600 MM | 843 | Material | 7017_NOS | 7017_NOS | 1 |  | 15116_ELECTRICAL CABLE TRAY |  |  |  | 636_C+SGST 18% I/P RD
1169 | GI CABLE TRAY LADDER LEFT HAND REDR 50 X 75 MM | 843 | Material | 7017_NOS | 7017_NOS | 1 |  | 15116_ELECTRICAL CABLE TRAY |  |  |  | 636_C+SGST 18% I/P RD
1170 | GI CABLE TRAY LADDER LEFT HAND REDR 75 X 100 MM | 843 | Material | 7017_NOS | 7017_NOS | 1 |  | 15116_ELECTRICAL CABLE TRAY |  |  |  | 636_C+SGST 18% I/P RD
1171 | GI CABLE TRAY LADDER LEFT HAND REDR 100 X 150 MM | 843 | Material | 7017_NOS | 7017_NOS | 1 |  | 15116_ELECTRICAL CABLE TRAY |  |  |  | 636_C+SGST 18% I/P RD
1172 | GI CABLE TRAY LADDER LEFT HAND REDR 150 X 200 MM | 843 | Material | 7017_NOS | 7017_NOS | 1 |  | 15116_ELECTRICAL CABLE TRAY |  |  |  | 636_C+SGST 18% I/P RD
1173 | GI CABLE TRAY LADDER LEFT HAND REDR 200 X 250 MM | 843 | Material | 7017_NOS | 7017_NOS | 1 |  | 15116_ELECTRICAL CABLE TRAY |  |  |  | 636_C+SGST 18% I/P RD
1174 | GI CABLE TRAY LADDER LEFT HAND REDR 250 X 300 MM | 843 | Material | 7017_NOS | 7017_NOS | 1 |  | 15116_ELECTRICAL CABLE TRAY |  |  |  | 636_C+SGST 18% I/P RD
1175 | GI CABLE TRAY LADDER LEFT HAND REDR 300 X 350 MM | 843 | Material | 7017_NOS | 7017_NOS | 1 |  | 15116_ELECTRICAL CABLE TRAY |  |  |  | 636_C+SGST 18% I/P RD
1176 | GI CABLE TRAY LADDER LEFT HAND REDR 350 X 400 MM | 843 | Material | 7017_NOS | 7017_NOS | 1 |  | 15116_ELECTRICAL CABLE TRAY |  |  |  | 636_C+SGST 18% I/P RD
1177 | GI CABLE TRAY LADDER LEFT HAND REDR 400 X 450 MM | 843 | Material | 7017_NOS | 7017_NOS | 1 |  | 15116_ELECTRICAL CABLE TRAY |  |  |  | 636_C+SGST 18% I/P RD
1178 | GI CABLE TRAY LADDER LEFT HAND REDR 450 X 500 MM | 843 | Material | 7017_NOS | 7017_NOS | 1 |  | 15116_ELECTRICAL CABLE TRAY |  |  |  | 636_C+SGST 18% I/P RD
1179 | GI CABLE TRAY LADDER LEFT HAND REDR 500 X 600 MM | 843 | Material | 7017_NOS | 7017_NOS | 1 |  | 15116_ELECTRICAL CABLE TRAY |  |  |  | 636_C+SGST 18% I/P RD
1180 | GI CABLE DUCTS-TRUNK VERTICAL BEND INSIDE 250 (W) MM | 843 | Material | 7017_NOS | 7017_NOS | 1 |  | 15116_ELECTRICAL CABLE TRAY |  |  |  | 636_C+SGST 18% I/P RD
1181 | GI CABLE DUCTS-TRUNK VERTICAL BEND INSIDE 300 (W) MM | 843 | Material | 7017_NOS | 7017_NOS | 1 |  | 15116_ELECTRICAL CABLE TRAY |  |  |  | 636_C+SGST 18% I/P RD
1182 | GI CABLE DUCTS-TRUNK VERTICAL BEND INSIDE 350 (W) MM | 843 | Material | 7017_NOS | 7017_NOS | 1 |  | 15116_ELECTRICAL CABLE TRAY |  |  |  | 636_C+SGST 18% I/P RD
1183 | GI CABLE DUCTS-TRUNK VERTICAL BEND INSIDE 400 (W) MM | 843 | Material | 7017_NOS | 7017_NOS | 1 |  | 15116_ELECTRICAL CABLE TRAY |  |  |  | 636_C+SGST 18% I/P RD
1184 | GI CABLE DUCTS-TRUNK VERTICAL BEND INSIDE 450 (W) MM | 843 | Material | 7017_NOS | 7017_NOS | 1 |  | 15116_ELECTRICAL CABLE TRAY |  |  |  | 636_C+SGST 18% I/P RD
1185 | GI CABLE DUCTS-TRUNK VERTICAL BEND INSIDE 500 (W) MM | 843 | Material | 7017_NOS | 7017_NOS | 1 |  | 15116_ELECTRICAL CABLE TRAY |  |  |  | 636_C+SGST 18% I/P RD
1186 | GI CABLE DUCTS-TRUNK VERTICAL BEND INSIDE 600 (W) MM | 843 | Material | 7017_NOS | 7017_NOS | 1 |  | 15116_ELECTRICAL CABLE TRAY |  |  |  | 636_C+SGST 18% I/P RD
1187 | GI CABLE DUCTS-TRUNK VERTICAL BEND OUTSIDE 50 (W) MM | 843 | Material | 7017_NOS | 7017_NOS | 1 |  | 15116_ELECTRICAL CABLE TRAY |  |  |  | 636_C+SGST 18% I/P RD
1188 | GI CABLE DUCTS-TRUNK VERTICAL BEND OUTSIDE 75 (W) MM | 843 | Material | 7017_NOS | 7017_NOS | 1 |  | 15116_ELECTRICAL CABLE TRAY |  |  |  | 636_C+SGST 18% I/P RD
1189 | GI CABLE DUCTS-TRUNK VERTICAL BEND OUTSIDE 100 (W) MM | 843 | Material | 7017_NOS | 7017_NOS | 1 |  | 15116_ELECTRICAL CABLE TRAY |  |  |  | 636_C+SGST 18% I/P RD
1190 | GI CABLE DUCTS-TRUNK VERTICAL BEND OUTSIDE 150 (W) MM | 843 | Material | 7017_NOS | 7017_NOS | 1 |  | 15116_ELECTRICAL CABLE TRAY |  |  |  | 636_C+SGST 18% I/P RD
1191 | GI CABLE DUCTS-TRUNK VERTICAL BEND OUTSIDE 200 (W) MM | 843 | Material | 7017_NOS | 7017_NOS | 1 |  | 15116_ELECTRICAL CABLE TRAY |  |  |  | 636_C+SGST 18% I/P RD
1192 | GI CABLE DUCTS-TRUNK VERTICAL BEND OUTSIDE 250 (W) MM | 843 | Material | 7017_NOS | 7017_NOS | 1 |  | 15116_ELECTRICAL CABLE TRAY |  |  |  | 636_C+SGST 18% I/P RD
1193 | GI CABLE DUCTS-TRUNK VERTICAL BEND OUTSIDE 300 (W) MM | 843 | Material | 7017_NOS | 7017_NOS | 1 |  | 15116_ELECTRICAL CABLE TRAY |  |  |  | 636_C+SGST 18% I/P RD
1194 | GI CABLE DUCTS-TRUNK VERTICAL BEND OUTSIDE 350 (W) MM | 843 | Material | 7017_NOS | 7017_NOS | 1 |  | 15116_ELECTRICAL CABLE TRAY |  |  |  | 636_C+SGST 18% I/P RD
1195 | GI CABLE DUCTS-TRUNK VERTICAL BEND OUTSIDE 400 (W) MM | 843 | Material | 7017_NOS | 7017_NOS | 1 |  | 15116_ELECTRICAL CABLE TRAY |  |  |  | 636_C+SGST 18% I/P RD
1196 | GI CABLE DUCTS-TRUNK VERTICAL BEND OUTSIDE 450 (W) MM | 843 | Material | 7017_NOS | 7017_NOS | 1 |  | 15116_ELECTRICAL CABLE TRAY |  |  |  | 636_C+SGST 18% I/P RD
1197 | GI CABLE DUCTS-TRUNK VERTICAL BEND OUTSIDE 500 (W) MM | 843 | Material | 7017_NOS | 7017_NOS | 1 |  | 15116_ELECTRICAL CABLE TRAY |  |  |  | 636_C+SGST 18% I/P RD
1198 | GI CABLE DUCTS-TRUNK VERTICAL BEND OUTSIDE 600 (W) MM | 843 | Material | 7017_NOS | 7017_NOS | 1 |  | 15116_ELECTRICAL CABLE TRAY |  |  |  | 636_C+SGST 18% I/P RD
1199 | GI CABLE DUCTS-TRUNK TEE 50 (W) MM | 843 | Material | 7017_NOS | 7017_NOS | 1 |  | 15116_ELECTRICAL CABLE TRAY |  |  |  | 636_C+SGST 18% I/P RD
1200 | GI CABLE DUCTS-TRUNK TEE 75 (W) MM | 843 | Material | 7017_NOS | 7017_NOS | 1 |  | 15116_ELECTRICAL CABLE TRAY |  |  |  | 636_C+SGST 18% I/P RD
1201 | GI CABLE DUCTS-TRUNK TEE 100 (W) MM | 843 | Material | 7017_NOS | 7017_NOS | 1 |  | 15116_ELECTRICAL CABLE TRAY |  |  |  | 636_C+SGST 18% I/P RD
1202 | GI CABLE DUCTS-TRUNK TEE 150 (W) MM | 843 | Material | 7017_NOS | 7017_NOS | 1 |  | 15116_ELECTRICAL CABLE TRAY |  |  |  | 636_C+SGST 18% I/P RD
1203 | GI CABLE DUCTS-TRUNK TEE 200 (W) MM | 843 | Material | 7017_NOS | 7017_NOS | 1 |  | 15116_ELECTRICAL CABLE TRAY |  |  |  | 636_C+SGST 18% I/P RD
1204 | GI CABLE DUCTS-TRUNK TEE 250 (W) MM | 843 | Material | 7017_NOS | 7017_NOS | 1 |  | 15116_ELECTRICAL CABLE TRAY |  |  |  | 636_C+SGST 18% I/P RD
1205 | GI CABLE DUCTS-TRUNK TEE 300 (W) MM | 843 | Material | 7017_NOS | 7017_NOS | 1 |  | 15116_ELECTRICAL CABLE TRAY |  |  |  | 636_C+SGST 18% I/P RD
1206 | GI CABLE DUCTS-TRUNK TEE 350 (W) MM | 843 | Material | 7017_NOS | 7017_NOS | 1 |  | 15116_ELECTRICAL CABLE TRAY |  |  |  | 636_C+SGST 18% I/P RD
1207 | GI CABLE DUCTS-TRUNK TEE 400 (W) MM | 843 | Material | 7017_NOS | 7017_NOS | 1 |  | 15116_ELECTRICAL CABLE TRAY |  |  |  | 636_C+SGST 18% I/P RD
1208 | GI CABLE DUCTS-TRUNK TEE 450 (W) MM | 843 | Material | 7017_NOS | 7017_NOS | 1 |  | 15116_ELECTRICAL CABLE TRAY |  |  |  | 636_C+SGST 18% I/P RD
1209 | GI CABLE DUCTS-TRUNK TEE 500 (W) MM | 843 | Material | 7017_NOS | 7017_NOS | 1 |  | 15116_ELECTRICAL CABLE TRAY |  |  |  | 636_C+SGST 18% I/P RD
1210 | GI CABLE DUCTS-TRUNK TEE 600 (W) MM | 843 | Material | 7017_NOS | 7017_NOS | 1 |  | 15116_ELECTRICAL CABLE TRAY |  |  |  | 636_C+SGST 18% I/P RD
1211 | GI CABLE DUCTS-TRUNK TEE 4-WAY 50 (W) MM | 843 | Material | 7017_NOS | 7017_NOS | 1 |  | 15116_ELECTRICAL CABLE TRAY |  |  |  | 636_C+SGST 18% I/P RD
1212 | GI CABLE DUCTS-TRUNK TEE 4-WAY 75 (W) MM | 843 | Material | 7017_NOS | 7017_NOS | 1 |  | 15116_ELECTRICAL CABLE TRAY |  |  |  | 636_C+SGST 18% I/P RD
1213 | GI CABLE DUCTS-TRUNK TEE 4-WAY 100 (W) MM | 843 | Material | 7017_NOS | 7017_NOS | 1 |  | 15116_ELECTRICAL CABLE TRAY |  |  |  | 636_C+SGST 18% I/P RD
1214 | GI CABLE DUCTS-TRUNK TEE 4-WAY 150 (W) MM | 843 | Material | 7017_NOS | 7017_NOS | 1 |  | 15116_ELECTRICAL CABLE TRAY |  |  |  | 636_C+SGST 18% I/P RD
1215 | GI CABLE DUCTS-TRUNK TEE 4-WAY 200 (W) MM | 843 | Material | 7017_NOS | 7017_NOS | 1 |  | 15116_ELECTRICAL CABLE TRAY |  |  |  | 636_C+SGST 18% I/P RD
1216 | GI CABLE DUCTS-TRUNK TEE 4-WAY 250 (W) MM | 843 | Material | 7017_NOS | 7017_NOS | 1 |  | 15116_ELECTRICAL CABLE TRAY |  |  |  | 636_C+SGST 18% I/P RD
1217 | GI CABLE DUCTS-TRUNK TEE 4-WAY 300 (W) MM | 843 | Material | 7017_NOS | 7017_NOS | 1 |  | 15116_ELECTRICAL CABLE TRAY |  |  |  | 636_C+SGST 18% I/P RD
1218 | GI CABLE DUCTS-TRUNK TEE 4-WAY 350 (W) MM | 843 | Material | 7017_NOS | 7017_NOS | 1 |  | 15116_ELECTRICAL CABLE TRAY |  |  |  | 636_C+SGST 18% I/P RD
1219 | GI CABLE DUCTS-TRUNK TEE 4-WAY 400 (W) MM | 843 | Material | 7017_NOS | 7017_NOS | 1 |  | 15116_ELECTRICAL CABLE TRAY |  |  |  | 636_C+SGST 18% I/P RD
1220 | GI CABLE DUCTS-TRUNK TEE 4-WAY 450 (W) MM | 843 | Material | 7017_NOS | 7017_NOS | 1 |  | 15116_ELECTRICAL CABLE TRAY |  |  |  | 636_C+SGST 18% I/P RD
1221 | GI CABLE DUCTS-TRUNK TEE 4-WAY 500 (W) MM | 843 | Material | 7017_NOS | 7017_NOS | 1 |  | 15116_ELECTRICAL CABLE TRAY |  |  |  | 636_C+SGST 18% I/P RD
1222 | GI CABLE DUCTS-TRUNK TEE 4-WAY 600 (W) MM | 843 | Material | 7017_NOS | 7017_NOS | 1 |  | 15116_ELECTRICAL CABLE TRAY |  |  |  | 636_C+SGST 18% I/P RD
1223 | GI CABLE DUCTS-TRUNK CENTRE REDR 50 X 75 MM | 843 | Material | 7017_NOS | 7017_NOS | 1 |  | 15116_ELECTRICAL CABLE TRAY |  |  |  | 636_C+SGST 18% I/P RD
1224 | GI CABLE DUCTS-TRUNK CENTRE REDR 75 X 100 MM | 843 | Material | 7017_NOS | 7017_NOS | 1 |  | 15116_ELECTRICAL CABLE TRAY |  |  |  | 636_C+SGST 18% I/P RD
1225 | GI CABLE DUCTS-TRUNK CENTRE REDR 100 X 150 MM | 843 | Material | 7017_NOS | 7017_NOS | 1 |  | 15116_ELECTRICAL CABLE TRAY |  |  |  | 636_C+SGST 18% I/P RD
1226 | GI CABLE DUCTS-TRUNK CENTRE REDR 150 X 200 MM | 843 | Material | 7017_NOS | 7017_NOS | 1 |  | 15116_ELECTRICAL CABLE TRAY |  |  |  | 636_C+SGST 18% I/P RD
1227 | GI CABLE DUCTS-TRUNK CENTRE REDR 200 X 250 MM | 843 | Material | 7017_NOS | 7017_NOS | 1 |  | 15116_ELECTRICAL CABLE TRAY |  |  |  | 636_C+SGST 18% I/P RD
1228 | GI CABLE DUCTS-TRUNK CENTRE REDR 250 X 300 MM | 843 | Material | 7017_NOS | 7017_NOS | 1 |  | 15116_ELECTRICAL CABLE TRAY |  |  |  | 636_C+SGST 18% I/P RD
1229 | GI CABLE DUCTS-TRUNK CENTRE REDR 300 X 350 MM | 843 | Material | 7017_NOS | 7017_NOS | 1 |  | 15116_ELECTRICAL CABLE TRAY |  |  |  | 636_C+SGST 18% I/P RD
1230 | GI CABLE DUCTS-TRUNK CENTRE REDR 350 X 400 MM | 843 | Material | 7017_NOS | 7017_NOS | 1 |  | 15116_ELECTRICAL CABLE TRAY |  |  |  | 636_C+SGST 18% I/P RD
1231 | GI CABLE DUCTS-TRUNK CENTRE REDR 400 X 450 MM | 843 | Material | 7017_NOS | 7017_NOS | 1 |  | 15116_ELECTRICAL CABLE TRAY |  |  |  | 636_C+SGST 18% I/P RD
1232 | GI CABLE DUCTS-TRUNK CENTRE REDR 450 X 500 MM | 843 | Material | 7017_NOS | 7017_NOS | 1 |  | 15116_ELECTRICAL CABLE TRAY |  |  |  | 636_C+SGST 18% I/P RD
1233 | GI CABLE DUCTS-TRUNK CENTRE REDR 500 X 600 MM | 843 | Material | 7017_NOS | 7017_NOS | 1 |  | 15116_ELECTRICAL CABLE TRAY |  |  |  | 636_C+SGST 18% I/P RD
1234 | GI CABLE DUCTS-TRUNK RIGHT HAND REDR 50 X 75 MM | 843 | Material | 7017_NOS | 7017_NOS | 1 |  | 15116_ELECTRICAL CABLE TRAY |  |  |  | 636_C+SGST 18% I/P RD
1235 | GI CABLE DUCTS-TRUNK RIGHT HAND REDR 75 X 100 MM | 843 | Material | 7017_NOS | 7017_NOS | 1 |  | 15116_ELECTRICAL CABLE TRAY |  |  |  | 636_C+SGST 18% I/P RD
1236 | GI CABLE DUCTS-TRUNK RIGHT HAND REDR 100 X 150 MM | 843 | Material | 7017_NOS | 7017_NOS | 1 |  | 15116_ELECTRICAL CABLE TRAY |  |  |  | 636_C+SGST 18% I/P RD
1237 | GI CABLE DUCTS-TRUNK RIGHT HAND REDR 150 X 200 MM | 843 | Material | 7017_NOS | 7017_NOS | 1 |  | 15116_ELECTRICAL CABLE TRAY |  |  |  | 636_C+SGST 18% I/P RD
1238 | GI CABLE DUCTS-TRUNK RIGHT HAND REDR 200 X 250 MM | 843 | Material | 7017_NOS | 7017_NOS | 1 |  | 15116_ELECTRICAL CABLE TRAY |  |  |  | 636_C+SGST 18% I/P RD
1239 | GI CABLE DUCTS-TRUNK RIGHT HAND REDR 250 X 300 MM | 843 | Material | 7017_NOS | 7017_NOS | 1 |  | 15116_ELECTRICAL CABLE TRAY |  |  |  | 636_C+SGST 18% I/P RD
1240 | GI CABLE DUCTS-TRUNK RIGHT HAND REDR 300 X 350 MM | 843 | Material | 7017_NOS | 7017_NOS | 1 |  | 15116_ELECTRICAL CABLE TRAY |  |  |  | 636_C+SGST 18% I/P RD
1241 | GI CABLE DUCTS-TRUNK RIGHT HAND REDR 350 X 400 MM | 843 | Material | 7017_NOS | 7017_NOS | 1 |  | 15116_ELECTRICAL CABLE TRAY |  |  |  | 636_C+SGST 18% I/P RD
1242 | GI CABLE DUCTS-TRUNK RIGHT HAND REDR 400 X 450 MM | 843 | Material | 7017_NOS | 7017_NOS | 1 |  | 15116_ELECTRICAL CABLE TRAY |  |  |  | 636_C+SGST 18% I/P RD
1243 | GI CABLE DUCTS-TRUNK RIGHT HAND REDR 450 X 500 MM | 843 | Material | 7017_NOS | 7017_NOS | 1 |  | 15116_ELECTRICAL CABLE TRAY |  |  |  | 636_C+SGST 18% I/P RD
1244 | GI CABLE DUCTS-TRUNK RIGHT HAND REDR 500 X 600 MM | 843 | Material | 7017_NOS | 7017_NOS | 1 |  | 15116_ELECTRICAL CABLE TRAY |  |  |  | 636_C+SGST 18% I/P RD
1245 | GI CABLE DUCTS-TRUNK LEFT HAND REDR 50 X 75 MM | 843 | Material | 7017_NOS | 7017_NOS | 1 |  | 15116_ELECTRICAL CABLE TRAY |  |  |  | 636_C+SGST 18% I/P RD
1246 | GI CABLE DUCTS-TRUNK LEFT HAND REDR 75 X 100 MM | 843 | Material | 7017_NOS | 7017_NOS | 1 |  | 15116_ELECTRICAL CABLE TRAY |  |  |  | 636_C+SGST 18% I/P RD
1247 | GI CABLE DUCTS-TRUNK LEFT HAND REDR 100 X 150 MM | 843 | Material | 7017_NOS | 7017_NOS | 1 |  | 15116_ELECTRICAL CABLE TRAY |  |  |  | 636_C+SGST 18% I/P RD
1248 | GI CABLE DUCTS-TRUNK LEFT HAND REDR 150 X 200 MM | 843 | Material | 7017_NOS | 7017_NOS | 1 |  | 15116_ELECTRICAL CABLE TRAY |  |  |  | 636_C+SGST 18% I/P RD
1249 | GI CABLE DUCTS-TRUNK LEFT HAND REDR 200 X 250 MM | 843 | Material | 7017_NOS | 7017_NOS | 1 |  | 15116_ELECTRICAL CABLE TRAY |  |  |  | 636_C+SGST 18% I/P RD
1250 | GI CABLE DUCTS-TRUNK LEFT HAND REDR 250 X 300 MM | 843 | Material | 7017_NOS | 7017_NOS | 1 |  | 15116_ELECTRICAL CABLE TRAY |  |  |  | 636_C+SGST 18% I/P RD
1251 | GI CABLE DUCTS-TRUNK LEFT HAND REDR 300 X 350 MM | 843 | Material | 7017_NOS | 7017_NOS | 1 |  | 15116_ELECTRICAL CABLE TRAY |  |  |  | 636_C+SGST 18% I/P RD
1252 | GI CABLE DUCTS-TRUNK LEFT HAND REDR 350 X 400 MM | 843 | Material | 7017_NOS | 7017_NOS | 1 |  | 15116_ELECTRICAL CABLE TRAY |  |  |  | 636_C+SGST 18% I/P RD
1253 | GI CABLE DUCTS-TRUNK LEFT HAND REDR 400 X 450 MM | 843 | Material | 7017_NOS | 7017_NOS | 1 |  | 15116_ELECTRICAL CABLE TRAY |  |  |  | 636_C+SGST 18% I/P RD
1254 | GI CABLE DUCTS-TRUNK LEFT HAND REDR 450 X 500 MM | 843 | Material | 7017_NOS | 7017_NOS | 1 |  | 15116_ELECTRICAL CABLE TRAY |  |  |  | 636_C+SGST 18% I/P RD
1255 | GI CABLE DUCTS-TRUNK LEFT HAND REDR 500 X 600 MM | 843 | Material | 7017_NOS | 7017_NOS | 1 |  | 15116_ELECTRICAL CABLE TRAY |  |  |  | 636_C+SGST 18% I/P RD
1256 | GI CABLE TRAY JOINTER | 843 | Material | 7017_NOS | 7017_NOS | 1 |  | 15116_ELECTRICAL CABLE TRAY |  |  |  | 636_C+SGST 18% I/P RD
1257 | ELECTRICAL ACCESSORIES | 0 | Group
1258 | INSULATION TAPE | 1257 | Material | 7017_NOS | 7017_NOS | 1 |  | 15117_ELECTRICAL ACCESSORIES |  |  |  | 636_C+SGST 18% I/P RD
1259 | PVC ROUND PLATE 3" | 1257 | Material | 7017_NOS | 7017_NOS | 1 |  | 15117_ELECTRICAL ACCESSORIES |  |  |  | 636_C+SGST 18% I/P RD
1260 | PVC ROUND PLATE 4" | 1257 | Material | 7017_NOS | 7017_NOS | 1 |  | 15117_ELECTRICAL ACCESSORIES |  |  |  | 636_C+SGST 18% I/P RD
1261 | PVC ROUND PLATE 6" | 1257 | Material | 7017_NOS | 7017_NOS | 1 |  | 15117_ELECTRICAL ACCESSORIES |  |  |  | 636_C+SGST 18% I/P RD
1262 | PVC ROUND FAN PLATE | 1257 | Material | 7017_NOS | 7017_NOS | 1 |  | 15117_ELECTRICAL ACCESSORIES |  |  |  | 636_C+SGST 18% I/P RD
1263 | ANGLE HOLDER | 1257 | Material | 7017_NOS | 7017_NOS | 1 |  | 15117_ELECTRICAL ACCESSORIES |  |  |  | 636_C+SGST 18% I/P RD
1264 | BATTEN HOLDER | 1257 | Material | 7017_NOS | 7017_NOS | 1 |  | 15117_ELECTRICAL ACCESSORIES |  |  |  | 636_C+SGST 18% I/P RD
1265 | CEILING ROSE | 1257 | Material | 7017_NOS | 7017_NOS | 1 |  | 15117_ELECTRICAL ACCESSORIES |  |  |  | 636_C+SGST 18% I/P RD
1266 | METAL FAN BOX | 1257 | Material | 7017_NOS | 7017_NOS | 1 |  | 15117_ELECTRICAL ACCESSORIES |  |  |  | 636_C+SGST 18% I/P RD
1267 | PIN TOP 2 PIN 6 AMP | 1257 | Material | 7017_NOS | 7017_NOS | 1 |  | 15117_ELECTRICAL ACCESSORIES |  |  |  | 636_C+SGST 18% I/P RD
1268 | PIN TOP 3 PIN 6 AMP | 1257 | Material | 7017_NOS | 7017_NOS | 1 |  | 15117_ELECTRICAL ACCESSORIES |  |  |  | 636_C+SGST 18% I/P RD
1269 | PIN TOP 3 PIN 16 AMP | 1257 | Material | 7017_NOS | 7017_NOS | 1 |  | 15117_ELECTRICAL ACCESSORIES |  |  |  | 636_C+SGST 18% I/P RD
1270 | PVC BOX 3" X 3" | 1257 | Material | 7017_NOS | 7017_NOS | 1 |  | 15117_ELECTRICAL ACCESSORIES |  |  |  | 636_C+SGST 18% I/P RD
1271 | PVC BOX 3" X 3" | 1257 | Material | 7017_NOS | 7017_NOS | 1 |  | 15117_ELECTRICAL ACCESSORIES |  |  |  | 636_C+SGST 18% I/P RD
1272 | FERRULS 1 SQMM 0 NO | 1257 | Material | 7029_PKT. | 7029_PKT. | 1 |  | 15117_ELECTRICAL ACCESSORIES |  |  |  | 636_C+SGST 18% I/P RD
1273 | FERRULS 1 SQMM 1 NO | 1257 | Material | 7029_PKT. | 7029_PKT. | 1 |  | 15117_ELECTRICAL ACCESSORIES |  |  |  | 636_C+SGST 18% I/P RD
1274 | FERRULS 1 SQMM 2 NO | 1257 | Material | 7029_PKT. | 7029_PKT. | 1 |  | 15117_ELECTRICAL ACCESSORIES |  |  |  | 636_C+SGST 18% I/P RD
1275 | FERRULS 1 SQMM 3 NO | 1257 | Material | 7029_PKT. | 7029_PKT. | 1 |  | 15117_ELECTRICAL ACCESSORIES |  |  |  | 636_C+SGST 18% I/P RD
1276 | FERRULS 1 SQMM 4 NO | 1257 | Material | 7029_PKT. | 7029_PKT. | 1 |  | 15117_ELECTRICAL ACCESSORIES |  |  |  | 636_C+SGST 18% I/P RD
1277 | FERRULS 1 SQMM 5 NO | 1257 | Material | 7029_PKT. | 7029_PKT. | 1 |  | 15117_ELECTRICAL ACCESSORIES |  |  |  | 636_C+SGST 18% I/P RD
1278 | FERRULS 1 SQMM 6 NO | 1257 | Material | 7029_PKT. | 7029_PKT. | 1 |  | 15117_ELECTRICAL ACCESSORIES |  |  |  | 636_C+SGST 18% I/P RD
1279 | FERRULS 1 SQMM 7 NO | 1257 | Material | 7029_PKT. | 7029_PKT. | 1 |  | 15117_ELECTRICAL ACCESSORIES |  |  |  | 636_C+SGST 18% I/P RD
1280 | FERRULS 1 SQMM 8 NO | 1257 | Material | 7029_PKT. | 7029_PKT. | 1 |  | 15117_ELECTRICAL ACCESSORIES |  |  |  | 636_C+SGST 18% I/P RD
1281 | FERRULS 1 SQMM 9 NO | 1257 | Material | 7029_PKT. | 7029_PKT. | 1 |  | 15117_ELECTRICAL ACCESSORIES |  |  |  | 636_C+SGST 18% I/P RD
1282 | FERRULS 1.5 SQMM 0 NO | 1257 | Material | 7029_PKT. | 7029_PKT. | 1 |  | 15117_ELECTRICAL ACCESSORIES |  |  |  | 636_C+SGST 18% I/P RD
1283 | FERRULS 1.5 SQMM 1 NO | 1257 | Material | 7029_PKT. | 7029_PKT. | 1 |  | 15117_ELECTRICAL ACCESSORIES |  |  |  | 636_C+SGST 18% I/P RD
1284 | FERRULS 1.5 SQMM 2 NO | 1257 | Material | 7029_PKT. | 7029_PKT. | 1 |  | 15117_ELECTRICAL ACCESSORIES |  |  |  | 636_C+SGST 18% I/P RD
1285 | FERRULS 1.5 SQMM 3 NO | 1257 | Material | 7029_PKT. | 7029_PKT. | 1 |  | 15117_ELECTRICAL ACCESSORIES |  |  |  | 636_C+SGST 18% I/P RD
1286 | FERRULS 1.5 SQMM 4 NO | 1257 | Material | 7029_PKT. | 7029_PKT. | 1 |  | 15117_ELECTRICAL ACCESSORIES |  |  |  | 636_C+SGST 18% I/P RD
1287 | FERRULS 1.5 SQMM 5 NO | 1257 | Material | 7029_PKT. | 7029_PKT. | 1 |  | 15117_ELECTRICAL ACCESSORIES |  |  |  | 636_C+SGST 18% I/P RD
1288 | FERRULS 1.5 SQMM 6 NO | 1257 | Material | 7029_PKT. | 7029_PKT. | 1 |  | 15117_ELECTRICAL ACCESSORIES |  |  |  | 636_C+SGST 18% I/P RD
1289 | FERRULS 1.5 SQMM 7 NO | 1257 | Material | 7029_PKT. | 7029_PKT. | 1 |  | 15117_ELECTRICAL ACCESSORIES |  |  |  | 636_C+SGST 18% I/P RD
1290 | FERRULS 1.5 SQMM 8 NO | 1257 | Material | 7029_PKT. | 7029_PKT. | 1 |  | 15117_ELECTRICAL ACCESSORIES |  |  |  | 636_C+SGST 18% I/P RD
1291 | FERRULS 1.5 SQMM 9 NO | 1257 | Material | 7029_PKT. | 7029_PKT. | 1 |  | 15117_ELECTRICAL ACCESSORIES |  |  |  | 636_C+SGST 18% I/P RD
1292 | FERRULS 2.5 SQMM 0 NO | 1257 | Material | 7029_PKT. | 7029_PKT. | 1 |  | 15117_ELECTRICAL ACCESSORIES |  |  |  | 636_C+SGST 18% I/P RD
1293 | FERRULS 2.5 SQMM 1 NO | 1257 | Material | 7029_PKT. | 7029_PKT. | 1 |  | 15117_ELECTRICAL ACCESSORIES |  |  |  | 636_C+SGST 18% I/P RD
1294 | FERRULS 2.5 SQMM 2 NO | 1257 | Material | 7029_PKT. | 7029_PKT. | 1 |  | 15117_ELECTRICAL ACCESSORIES |  |  |  | 636_C+SGST 18% I/P RD
1295 | FERRULS 2.5 SQMM 3 NO | 1257 | Material | 7029_PKT. | 7029_PKT. | 1 |  | 15117_ELECTRICAL ACCESSORIES |  |  |  | 636_C+SGST 18% I/P RD
1296 | FERRULS 2.5 SQMM 4 NO | 1257 | Material | 7029_PKT. | 7029_PKT. | 1 |  | 15117_ELECTRICAL ACCESSORIES |  |  |  | 636_C+SGST 18% I/P RD
1297 | FERRULS 2.5 SQMM 5 NO | 1257 | Material | 7029_PKT. | 7029_PKT. | 1 |  | 15117_ELECTRICAL ACCESSORIES |  |  |  | 636_C+SGST 18% I/P RD
1298 | FERRULS 2.5 SQMM 6 NO | 1257 | Material | 7029_PKT. | 7029_PKT. | 1 |  | 15117_ELECTRICAL ACCESSORIES |  |  |  | 636_C+SGST 18% I/P RD
1299 | FERRULS 2.5 SQMM 7 NO | 1257 | Material | 7029_PKT. | 7029_PKT. | 1 |  | 15117_ELECTRICAL ACCESSORIES |  |  |  | 636_C+SGST 18% I/P RD
1300 | FERRULS 2.5 SQMM 8 NO | 1257 | Material | 7029_PKT. | 7029_PKT. | 1 |  | 15117_ELECTRICAL ACCESSORIES |  |  |  | 636_C+SGST 18% I/P RD
1301 | FERRULS 2.5 SQMM 9 NO | 1257 | Material | 7029_PKT. | 7029_PKT. | 1 |  | 15117_ELECTRICAL ACCESSORIES |  |  |  | 636_C+SGST 18% I/P RD
1302 | FERRULS 4 SQMM 0 NO | 1257 | Material | 7029_PKT. | 7029_PKT. | 1 |  | 15117_ELECTRICAL ACCESSORIES |  |  |  | 636_C+SGST 18% I/P RD
1303 | FERRULS 4 SQMM 1 NO | 1257 | Material | 7029_PKT. | 7029_PKT. | 1 |  | 15117_ELECTRICAL ACCESSORIES |  |  |  | 636_C+SGST 18% I/P RD
1304 | FERRULS 4 SQMM 2 NO | 1257 | Material | 7029_PKT. | 7029_PKT. | 1 |  | 15117_ELECTRICAL ACCESSORIES |  |  |  | 636_C+SGST 18% I/P RD
1305 | FERRULS 4 SQMM 3 NO | 1257 | Material | 7029_PKT. | 7029_PKT. | 1 |  | 15117_ELECTRICAL ACCESSORIES |  |  |  | 636_C+SGST 18% I/P RD
1306 | FERRULS 4 SQMM 4 NO | 1257 | Material | 7029_PKT. | 7029_PKT. | 1 |  | 15117_ELECTRICAL ACCESSORIES |  |  |  | 636_C+SGST 18% I/P RD
1307 | FERRULS 4 SQMM 5 NO | 1257 | Material | 7029_PKT. | 7029_PKT. | 1 |  | 15117_ELECTRICAL ACCESSORIES |  |  |  | 636_C+SGST 18% I/P RD
1308 | FERRULS 4 SQMM 6 NO | 1257 | Material | 7029_PKT. | 7029_PKT. | 1 |  | 15117_ELECTRICAL ACCESSORIES |  |  |  | 636_C+SGST 18% I/P RD
1309 | FERRULS 4 SQMM 7 NO | 1257 | Material | 7029_PKT. | 7029_PKT. | 1 |  | 15117_ELECTRICAL ACCESSORIES |  |  |  | 636_C+SGST 18% I/P RD
1310 | FERRULS 4 SQMM 8 NO | 1257 | Material | 7029_PKT. | 7029_PKT. | 1 |  | 15117_ELECTRICAL ACCESSORIES |  |  |  | 636_C+SGST 18% I/P RD
1311 | FERRULS 4 SQMM 9 NO | 1257 | Material | 7029_PKT. | 7029_PKT. | 1 |  | 15117_ELECTRICAL ACCESSORIES |  |  |  | 636_C+SGST 18% I/P RD
1312 | FERRULS 6 SQMM 0 NO | 1257 | Material | 7029_PKT. | 7029_PKT. | 1 |  | 15117_ELECTRICAL ACCESSORIES |  |  |  | 636_C+SGST 18% I/P RD
1313 | FERRULS 6 SQMM 1 NO | 1257 | Material | 7029_PKT. | 7029_PKT. | 1 |  | 15117_ELECTRICAL ACCESSORIES |  |  |  | 636_C+SGST 18% I/P RD
1314 | FERRULS 6 SQMM 2 NO | 1257 | Material | 7029_PKT. | 7029_PKT. | 1 |  | 15117_ELECTRICAL ACCESSORIES |  |  |  | 636_C+SGST 18% I/P RD
1315 | FERRULS 6 SQMM 3 NO | 1257 | Material | 7029_PKT. | 7029_PKT. | 1 |  | 15117_ELECTRICAL ACCESSORIES |  |  |  | 636_C+SGST 18% I/P RD
1316 | FERRULS 6 SQMM 4 NO | 1257 | Material | 7029_PKT. | 7029_PKT. | 1 |  | 15117_ELECTRICAL ACCESSORIES |  |  |  | 636_C+SGST 18% I/P RD
1317 | FERRULS 6 SQMM 5 NO | 1257 | Material | 7029_PKT. | 7029_PKT. | 1 |  | 15117_ELECTRICAL ACCESSORIES |  |  |  | 636_C+SGST 18% I/P RD
1318 | FERRULS 6 SQMM 6 NO | 1257 | Material | 7029_PKT. | 7029_PKT. | 1 |  | 15117_ELECTRICAL ACCESSORIES |  |  |  | 636_C+SGST 18% I/P RD
1319 | FERRULS 6 SQMM 7 NO | 1257 | Material | 7029_PKT. | 7029_PKT. | 1 |  | 15117_ELECTRICAL ACCESSORIES |  |  |  | 636_C+SGST 18% I/P RD
1320 | FERRULS 6 SQMM 8 NO | 1257 | Material | 7029_PKT. | 7029_PKT. | 1 |  | 15117_ELECTRICAL ACCESSORIES |  |  |  | 636_C+SGST 18% I/P RD
1321 | FERRULS 6 SQMM 9 NO | 1257 | Material | 7029_PKT. | 7029_PKT. | 1 |  | 15117_ELECTRICAL ACCESSORIES |  |  |  | 636_C+SGST 18% I/P RD
1322 | FERRULS 10 SQMM 0 NO | 1257 | Material | 7029_PKT. | 7029_PKT. | 1 |  | 15117_ELECTRICAL ACCESSORIES |  |  |  | 636_C+SGST 18% I/P RD
1323 | FERRULS 10 SQMM 1 NO | 1257 | Material | 7029_PKT. | 7029_PKT. | 1 |  | 15117_ELECTRICAL ACCESSORIES |  |  |  | 636_C+SGST 18% I/P RD
1324 | FERRULS 10 SQMM 2 NO | 1257 | Material | 7029_PKT. | 7029_PKT. | 1 |  | 15117_ELECTRICAL ACCESSORIES |  |  |  | 636_C+SGST 18% I/P RD
1325 | FERRULS 10 SQMM 3 NO | 1257 | Material | 7029_PKT. | 7029_PKT. | 1 |  | 15117_ELECTRICAL ACCESSORIES |  |  |  | 636_C+SGST 18% I/P RD
1326 | FERRULS 10 SQMM 4 NO | 1257 | Material | 7029_PKT. | 7029_PKT. | 1 |  | 15117_ELECTRICAL ACCESSORIES |  |  |  | 636_C+SGST 18% I/P RD
1327 | FERRULS 10 SQMM 5 NO | 1257 | Material | 7029_PKT. | 7029_PKT. | 1 |  | 15117_ELECTRICAL ACCESSORIES |  |  |  | 636_C+SGST 18% I/P RD
1328 | FERRULS 10 SQMM 6 NO | 1257 | Material | 7029_PKT. | 7029_PKT. | 1 |  | 15117_ELECTRICAL ACCESSORIES |  |  |  | 636_C+SGST 18% I/P RD
1329 | FERRULS 10 SQMM 7 NO | 1257 | Material | 7029_PKT. | 7029_PKT. | 1 |  | 15117_ELECTRICAL ACCESSORIES |  |  |  | 636_C+SGST 18% I/P RD
1330 | FERRULS 10 SQMM 8 NO | 1257 | Material | 7029_PKT. | 7029_PKT. | 1 |  | 15117_ELECTRICAL ACCESSORIES |  |  |  | 636_C+SGST 18% I/P RD
1331 | FERRULS 10 SQMM 9 NO | 1257 | Material | 7029_PKT. | 7029_PKT. | 1 |  | 15117_ELECTRICAL ACCESSORIES |  |  |  | 636_C+SGST 18% I/P RD
1332 | FERRULS 1 SQMM (A-Z) | 1257 | Material | 7029_PKT. | 7029_PKT. | 1 |  | 15117_ELECTRICAL ACCESSORIES |  |  |  | 636_C+SGST 18% I/P RD
1333 | FERRULS 1.5 SQMM (A-Z) | 1257 | Material | 7029_PKT. | 7029_PKT. | 1 |  | 15117_ELECTRICAL ACCESSORIES |  |  |  | 636_C+SGST 18% I/P RD
1334 | FERRULS 2.5 SQMM (A-Z) | 1257 | Material | 7029_PKT. | 7029_PKT. | 1 |  | 15117_ELECTRICAL ACCESSORIES |  |  |  | 636_C+SGST 18% I/P RD
1335 | FERRULS 4 SQMM (A-Z) | 1257 | Material | 7029_PKT. | 7029_PKT. | 1 |  | 15117_ELECTRICAL ACCESSORIES |  |  |  | 636_C+SGST 18% I/P RD
1336 | FERRULS 6 SQMM (A-Z) | 1257 | Material | 7029_PKT. | 7029_PKT. | 1 |  | 15117_ELECTRICAL ACCESSORIES |  |  |  | 636_C+SGST 18% I/P RD
1337 | FERRULS 10 SQMM (A-Z) | 1257 | Material | 7029_PKT. | 7029_PKT. | 1 |  | 15117_ELECTRICAL ACCESSORIES |  |  |  | 636_C+SGST 18% I/P RD
1338 | PVC HEAT SHRINK SLEEVES 6 MM | 1257 | Material | 7017_NOS | 7017_NOS | 1 |  | 15117_ELECTRICAL ACCESSORIES |  |  |  | 636_C+SGST 18% I/P RD
1339 | PVC HEAT SHRINK SLEEVES 10 MM | 1257 | Material | 7017_NOS | 7017_NOS | 1 |  | 15117_ELECTRICAL ACCESSORIES |  |  |  | 636_C+SGST 18% I/P RD
1340 | PVC HEAT SHRINK SLEEVES 16 MM | 1257 | Material | 7017_NOS | 7017_NOS | 1 |  | 15117_ELECTRICAL ACCESSORIES |  |  |  | 636_C+SGST 18% I/P RD
1341 | PVC HEAT SHRINK SLEEVES 25 MM | 1257 | Material | 7017_NOS | 7017_NOS | 1 |  | 15117_ELECTRICAL ACCESSORIES |  |  |  | 636_C+SGST 18% I/P RD
1342 | PVC HEAT SHRINK SLEEVES 35 MM | 1257 | Material | 7017_NOS | 7017_NOS | 1 |  | 15117_ELECTRICAL ACCESSORIES |  |  |  | 636_C+SGST 18% I/P RD
1343 | LUGS COPPER RING TYPE 1 SQ.MM. | 1257 | Material | 7017_NOS | 7017_NOS | 1 |  | 15117_ELECTRICAL ACCESSORIES |  |  |  | 636_C+SGST 18% I/P RD
1344 | LUGS COPPER RING TYPE 1.5 SQ.MM. | 1257 | Material | 7017_NOS | 7017_NOS | 1 |  | 15117_ELECTRICAL ACCESSORIES |  |  |  | 636_C+SGST 18% I/P RD
1345 | LUGS COPPER RING TYPE 2.5 SQ.MM. | 1257 | Material | 7017_NOS | 7017_NOS | 1 |  | 15117_ELECTRICAL ACCESSORIES |  |  |  | 636_C+SGST 18% I/P RD
1346 | LUGS COPPER RING TYPE 4 SQ.MM. | 1257 | Material | 7017_NOS | 7017_NOS | 1 |  | 15117_ELECTRICAL ACCESSORIES |  |  |  | 636_C+SGST 18% I/P RD
1347 | LUGS COPPER RING TYPE 6 SQ.MM. | 1257 | Material | 7017_NOS | 7017_NOS | 1 |  | 15117_ELECTRICAL ACCESSORIES |  |  |  | 636_C+SGST 18% I/P RD
1348 | LUGS COPPER RING TYPE 10 SQ.MM. | 1257 | Material | 7017_NOS | 7017_NOS | 1 |  | 15117_ELECTRICAL ACCESSORIES |  |  |  | 636_C+SGST 18% I/P RD
1349 | LUGS COPPER RING TYPE 16 SQ.MM. | 1257 | Material | 7017_NOS | 7017_NOS | 1 |  | 15117_ELECTRICAL ACCESSORIES |  |  |  | 636_C+SGST 18% I/P RD
1350 | LUGS COPPER RING TYPE 25 SQ.MM. | 1257 | Material | 7017_NOS | 7017_NOS | 1 |  | 15117_ELECTRICAL ACCESSORIES |  |  |  | 636_C+SGST 18% I/P RD
1351 | LUGS COPPER PIN TYPE 1 SQ.MM. | 1257 | Material | 7017_NOS | 7017_NOS | 1 |  | 15117_ELECTRICAL ACCESSORIES |  |  |  | 636_C+SGST 18% I/P RD
1352 | LUGS COPPER PIN TYPE 1.5 SQ.MM. | 1257 | Material | 7017_NOS | 7017_NOS | 1 |  | 15117_ELECTRICAL ACCESSORIES |  |  |  | 636_C+SGST 18% I/P RD
1353 | LUGS COPPER PIN TYPE 2.5 SQ.MM. | 1257 | Material | 7017_NOS | 7017_NOS | 1 |  | 15117_ELECTRICAL ACCESSORIES |  |  |  | 636_C+SGST 18% I/P RD
1354 | LUGS COPPER PIN TYPE 4 SQ.MM. | 1257 | Material | 7017_NOS | 7017_NOS | 1 |  | 15117_ELECTRICAL ACCESSORIES |  |  |  | 636_C+SGST 18% I/P RD
1355 | LUGS COPPER PIN TYPE 6 SQ.MM. | 1257 | Material | 7017_NOS | 7017_NOS | 1 |  | 15117_ELECTRICAL ACCESSORIES |  |  |  | 636_C+SGST 18% I/P RD
1356 | LUGS COPPER PIN TYPE 10 SQ.MM. | 1257 | Material | 7017_NOS | 7017_NOS | 1 |  | 15117_ELECTRICAL ACCESSORIES |  |  |  | 636_C+SGST 18% I/P RD
1357 | LUGS COPPER PIN TYPE 16 SQ.MM. | 1257 | Material | 7017_NOS | 7017_NOS | 1 |  | 15117_ELECTRICAL ACCESSORIES |  |  |  | 636_C+SGST 18% I/P RD
1358 | LUGS COPPER PIN TYPE 25 SQ.MM. | 1257 | Material | 7017_NOS | 7017_NOS | 1 |  | 15117_ELECTRICAL ACCESSORIES |  |  |  | 636_C+SGST 18% I/P RD
1359 | LUGS ALUMINIUM TUBULAR (RING) TYPE 2.5 SQ.MM. | 1257 | Material | 7017_NOS | 7017_NOS | 1 |  | 15117_ELECTRICAL ACCESSORIES |  |  |  | 636_C+SGST 18% I/P RD
1360 | LUGS ALUMINIUM TUBULAR (RING) TYPE 4 SQ.MM. | 1257 | Material | 7017_NOS | 7017_NOS | 1 |  | 15117_ELECTRICAL ACCESSORIES |  |  |  | 636_C+SGST 18% I/P RD
1361 | LUGS ALUMINIUM TUBULAR (RING) TYPE 6 SQ.MM. | 1257 | Material | 7017_NOS | 7017_NOS | 1 |  | 15117_ELECTRICAL ACCESSORIES |  |  |  | 636_C+SGST 18% I/P RD
1362 | LUGS ALUMINIUM TUBULAR (RING) TYPE 10 SQ.MM. | 1257 | Material | 7017_NOS | 7017_NOS | 1 |  | 15117_ELECTRICAL ACCESSORIES |  |  |  | 636_C+SGST 18% I/P RD
1363 | LUGS ALUMINIUM TUBULAR (RING) TYPE 16 SQ.MM. | 1257 | Material | 7017_NOS | 7017_NOS | 1 |  | 15117_ELECTRICAL ACCESSORIES |  |  |  | 636_C+SGST 18% I/P RD
1364 | LUGS ALUMINIUM TUBULAR (RING) TYPE 25 SQ.MM. | 1257 | Material | 7017_NOS | 7017_NOS | 1 |  | 15117_ELECTRICAL ACCESSORIES |  |  |  | 636_C+SGST 18% I/P RD
1365 | LUGS ALUMINIUM TUBULAR (RING) TYPE 35 SQ.MM. | 1257 | Material | 7017_NOS | 7017_NOS | 1 |  | 15117_ELECTRICAL ACCESSORIES |  |  |  | 636_C+SGST 18% I/P RD
1366 | LUGS ALUMINIUM TUBULAR (RING) TYPE 50 SQ.MM. | 1257 | Material | 7017_NOS | 7017_NOS | 1 |  | 15117_ELECTRICAL ACCESSORIES |  |  |  | 636_C+SGST 18% I/P RD
1367 | LUGS ALUMINIUM TUBULAR (RING) TYPE 70 SQ.MM. | 1257 | Material | 7017_NOS | 7017_NOS | 1 |  | 15117_ELECTRICAL ACCESSORIES |  |  |  | 636_C+SGST 18% I/P RD
1368 | LUGS ALUMINIUM TUBULAR (RING) TYPE 95 SQ.MM. | 1257 | Material | 7017_NOS | 7017_NOS | 1 |  | 15117_ELECTRICAL ACCESSORIES |  |  |  | 636_C+SGST 18% I/P RD
1369 | LUGS ALUMINIUM TUBULAR (RING) TYPE 120 SQ.MM. | 1257 | Material | 7017_NOS | 7017_NOS | 1 |  | 15117_ELECTRICAL ACCESSORIES |  |  |  | 636_C+SGST 18% I/P RD
1370 | LUGS ALUMINIUM TUBULAR (RING) TYPE 150 SQ.MM. | 1257 | Material | 7017_NOS | 7017_NOS | 1 |  | 15117_ELECTRICAL ACCESSORIES |  |  |  | 636_C+SGST 18% I/P RD
1371 | LUGS ALUMINIUM TUBULAR (RING) TYPE 185 SQ.MM. | 1257 | Material | 7017_NOS | 7017_NOS | 1 |  | 15117_ELECTRICAL ACCESSORIES |  |  |  | 636_C+SGST 18% I/P RD
1372 | LUGS ALUMINIUM TUBULAR (RING) TYPE 240 SQ.MM. | 1257 | Material | 7017_NOS | 7017_NOS | 1 |  | 15117_ELECTRICAL ACCESSORIES |  |  |  | 636_C+SGST 18% I/P RD
1373 | LUGS ALUMINIUM TUBULAR (RING) TYPE 300 SQ.MM. | 1257 | Material | 7017_NOS | 7017_NOS | 1 |  | 15117_ELECTRICAL ACCESSORIES |  |  |  | 636_C+SGST 18% I/P RD
1374 | LUGS ALUMINIUM TUBULAR (RING) TYPE 400 SQ.MM. | 1257 | Material | 7017_NOS | 7017_NOS | 1 |  | 15117_ELECTRICAL ACCESSORIES |  |  |  | 636_C+SGST 18% I/P RD
1375 | LUGS ALUMINIUM TUBULAR (RING) TYPE 500 SQ.MM. | 1257 | Material | 7017_NOS | 7017_NOS | 1 |  | 15117_ELECTRICAL ACCESSORIES |  |  |  | 636_C+SGST 18% I/P RD
1376 | LUGS ALUMINIUM TUBULAR (RING) TYPE 630 SQ.MM. | 1257 | Material | 7017_NOS | 7017_NOS | 1 |  | 15117_ELECTRICAL ACCESSORIES |  |  |  | 636_C+SGST 18% I/P RD
1377 | GLAND | 1257 | Material | 7017_NOS | 7017_NOS | 1 |  | 15117_ELECTRICAL ACCESSORIES |  |  |  | 636_C+SGST 18% I/P RD
1378 | PVC CABLE GLAND PG-7 (CABLE RANGE 3.5 - 6) | 1257 | Material | 7017_NOS | 7017_NOS | 1 |  | 15117_ELECTRICAL ACCESSORIES |  |  |  | 636_C+SGST 18% I/P RD
1379 | PVC CABLE GLAND PG-9 (CABLE RANGE 4-10) | 1257 | Material | 7017_NOS | 7017_NOS | 1 |  | 15117_ELECTRICAL ACCESSORIES |  |  |  | 636_C+SGST 18% I/P RD
1380 | PVC CABLE GLAND PG-11 (CABLE RANGE 4-10) | 1257 | Material | 7017_NOS | 7017_NOS | 1 |  | 15117_ELECTRICAL ACCESSORIES |  |  |  | 636_C+SGST 18% I/P RD
1381 | PVC CABLE GLAND PG-13.5 (CABLE RANGE 6-12) | 1257 | Material | 7017_NOS | 7017_NOS | 1 |  | 15117_ELECTRICAL ACCESSORIES |  |  |  | 636_C+SGST 18% I/P RD
1382 | PVC CABLE GLAND PG-16 (CABLE RANGE 10-14) | 1257 | Material | 7017_NOS | 7017_NOS | 1 |  | 15117_ELECTRICAL ACCESSORIES |  |  |  | 636_C+SGST 18% I/P RD
1383 | PVC CABLE GLAND PG-19 (CABLE RANGE 12-15) | 1257 | Material | 7017_NOS | 7017_NOS | 1 |  | 15117_ELECTRICAL ACCESSORIES |  |  |  | 636_C+SGST 18% I/P RD
1384 | PVC CABLE GLAND PG-21 (CABLE RANGE 13-18) | 1257 | Material | 7017_NOS | 7017_NOS | 1 |  | 15117_ELECTRICAL ACCESSORIES |  |  |  | 636_C+SGST 18% I/P RD
1385 | PVC CABLE GLAND PG-25 (CABLE RANGE 15-22) | 1257 | Material | 7017_NOS | 7017_NOS | 1 |  | 15117_ELECTRICAL ACCESSORIES |  |  |  | 636_C+SGST 18% I/P RD
1386 | PVC CABLE GLAND PG-29 (CABLE RANGE 18-25) | 1257 | Material | 7017_NOS | 7017_NOS | 1 |  | 15117_ELECTRICAL ACCESSORIES |  |  |  | 636_C+SGST 18% I/P RD
1387 | PVC CABLE GLAND PG-36 (CABLE RANGE 22-32) | 1257 | Material | 7017_NOS | 7017_NOS | 1 |  | 15117_ELECTRICAL ACCESSORIES |  |  |  | 636_C+SGST 18% I/P RD
1388 | PVC CABLE GLAND PG-42 (CABLE RANGE 30-38) | 1257 | Material | 7017_NOS | 7017_NOS | 1 |  | 15117_ELECTRICAL ACCESSORIES |  |  |  | 636_C+SGST 18% I/P RD
1389 | PVC CABLE GLAND PG-48 (CABLE RANGE 34-44) | 1257 | Material | 7017_NOS | 7017_NOS | 1 |  | 15117_ELECTRICAL ACCESSORIES |  |  |  | 636_C+SGST 18% I/P RD
1390 | PVC CABLE GLAND PG-63 (CABLE RANGE 42-54) | 1257 | Material | 7017_NOS | 7017_NOS | 1 |  | 15117_ELECTRICAL ACCESSORIES |  |  |  | 636_C+SGST 18% I/P RD
1391 | PVC CONNECTOR 5 AMP (6 SQ.MM.) | 1257 | Material | 7017_NOS | 7017_NOS | 1 |  | 15117_ELECTRICAL ACCESSORIES |  |  |  | 636_C+SGST 18% I/P RD
1392 | PVC CONNECTOR 15 AMP (10 SQ.MM.) | 1257 | Material | 7017_NOS | 7017_NOS | 1 |  | 15117_ELECTRICAL ACCESSORIES |  |  |  | 636_C+SGST 18% I/P RD
1393 | PVC CONNECTOR 30 AMP (16 SQ.MM.) | 1257 | Material | 7017_NOS | 7017_NOS | 1 |  | 15117_ELECTRICAL ACCESSORIES |  |  |  | 636_C+SGST 18% I/P RD
1394 | PVC CONNECTOR 50 AMP (25 SQ.MM.) | 1257 | Material | 7017_NOS | 7017_NOS | 1 |  | 15117_ELECTRICAL ACCESSORIES |  |  |  | 636_C+SGST 18% I/P RD
1395 | STEEL WIRE 18 SWG | 1257 | Material | 7006_KG. | 7006_KG. | 1 |  | 15117_ELECTRICAL ACCESSORIES |  |  |  | 636_C+SGST 18% I/P RD
1396 | G.I. WIRE 18 SWG | 1257 | Material | 7006_KG. | 7006_KG. | 1 |  | 15117_ELECTRICAL ACCESSORIES |  |  |  | 636_C+SGST 18% I/P RD
1397 | PVC FISH WIRE | 1257 | Material | 7006_KG. | 7006_KG. | 1 |  | 15117_ELECTRICAL ACCESSORIES |  |  |  | 636_C+SGST 18% I/P RD
1398 | CABLE TIE 100 MM LENGTH X 1.9 MM WIDTH | 1257 | Material | 7029_PKT. | 7029_PKT. | 1 |  | 15117_ELECTRICAL ACCESSORIES |  |  |  | 636_C+SGST 18% I/P RD
1399 | CABLE TIE 100 MM LENGTH X 2.5 MM WIDTH | 1257 | Material | 7029_PKT. | 7029_PKT. | 1 |  | 15117_ELECTRICAL ACCESSORIES |  |  |  | 636_C+SGST 18% I/P RD
1400 | CABLE TIE 150 MM LENGTH X 2.5 MM WIDTH | 1257 | Material | 7029_PKT. | 7029_PKT. | 1 |  | 15117_ELECTRICAL ACCESSORIES |  |  |  | 636_C+SGST 18% I/P RD
1401 | CABLE TIE 200 MM LENGTH X 2.5 MM WIDTH | 1257 | Material | 7029_PKT. | 7029_PKT. | 1 |  | 15117_ELECTRICAL ACCESSORIES |  |  |  | 636_C+SGST 18% I/P RD
1402 | CABLE TIE 150 MM LENGTH X 3.2 MM WIDTH | 1257 | Material | 7029_PKT. | 7029_PKT. | 1 |  | 15117_ELECTRICAL ACCESSORIES |  |  |  | 636_C+SGST 18% I/P RD
1403 | CABLE TIE 200 MM LENGTH X 3.5 MM WIDTH | 1257 | Material | 7029_PKT. | 7029_PKT. | 1 |  | 15117_ELECTRICAL ACCESSORIES |  |  |  | 636_C+SGST 18% I/P RD
1404 | CABLE TIE 250 MM LENGTH X 3.5 MM WIDTH | 1257 | Material | 7029_PKT. | 7029_PKT. | 1 |  | 15117_ELECTRICAL ACCESSORIES |  |  |  | 636_C+SGST 18% I/P RD
1405 | CABLE TIE 300 MM LENGTH X 3.5 MM WIDTH | 1257 | Material | 7029_PKT. | 7029_PKT. | 1 |  | 15117_ELECTRICAL ACCESSORIES |  |  |  | 636_C+SGST 18% I/P RD
1406 | CABLE TIE 250 MM LENGTH X 5 MM WIDTH | 1257 | Material | 7029_PKT. | 7029_PKT. | 1 |  | 15117_ELECTRICAL ACCESSORIES |  |  |  | 636_C+SGST 18% I/P RD
1407 | CABLE TIE 300 MM LENGTH X 5 MM WIDTH | 1257 | Material | 7029_PKT. | 7029_PKT. | 1 |  | 15117_ELECTRICAL ACCESSORIES |  |  |  | 636_C+SGST 18% I/P RD
1408 | CABLE TIE 350 MM LENGTH X 5 MM WIDTH | 1257 | Material | 7029_PKT. | 7029_PKT. | 1 |  | 15117_ELECTRICAL ACCESSORIES |  |  |  | 636_C+SGST 18% I/P RD
1409 | CABLE TIE 400 MM LENGTH X 5 MM WIDTH | 1257 | Material | 7029_PKT. | 7029_PKT. | 1 |  | 15117_ELECTRICAL ACCESSORIES |  |  |  | 636_C+SGST 18% I/P RD
1410 | CABLE TIE 450 MM LENGTH X 5 MM WIDTH | 1257 | Material | 7029_PKT. | 7029_PKT. | 1 |  | 15117_ELECTRICAL ACCESSORIES |  |  |  | 636_C+SGST 18% I/P RD
1411 | CABLE TIE 500 MM LENGTH X 5 MM WIDTH | 1257 | Material | 7029_PKT. | 7029_PKT. | 1 |  | 15117_ELECTRICAL ACCESSORIES |  |  |  | 636_C+SGST 18% I/P RD
1412 | FAN ROD 6" | 1257 | Material | 7017_NOS | 7017_NOS | 1 |  | 15117_ELECTRICAL ACCESSORIES |  |  |  | 636_C+SGST 18% I/P RD
1413 | FAN ROD 9" | 1257 | Material | 7017_NOS | 7017_NOS | 1 |  | 15117_ELECTRICAL ACCESSORIES |  |  |  | 636_C+SGST 18% I/P RD
1414 | FAN ROD 12" | 1257 | Material | 7017_NOS | 7017_NOS | 1 |  | 15117_ELECTRICAL ACCESSORIES |  |  |  | 636_C+SGST 18% I/P RD
1415 | FAN ROD 15" | 1257 | Material | 7017_NOS | 7017_NOS | 1 |  | 15117_ELECTRICAL ACCESSORIES |  |  |  | 636_C+SGST 18% I/P RD
1416 | FAN ROD 18" | 1257 | Material | 7017_NOS | 7017_NOS | 1 |  | 15117_ELECTRICAL ACCESSORIES |  |  |  | 636_C+SGST 18% I/P RD
1417 | FAN ROD 24" | 1257 | Material | 7017_NOS | 7017_NOS | 1 |  | 15117_ELECTRICAL ACCESSORIES |  |  |  | 636_C+SGST 18% I/P RD
1418 | T5 TUBE CONNECTOR | 1257 | Material | 7017_NOS | 7017_NOS | 1 |  | 15117_ELECTRICAL ACCESSORIES |  |  |  | 636_C+SGST 18% I/P RD
1419 | T5 TUBE BRACKET | 1257 | Material | 7017_NOS | 7017_NOS | 1 |  | 15117_ELECTRICAL ACCESSORIES |  |  |  | 636_C+SGST 18% I/P RD
1420 | TUBE STARTER | 1257 | Material | 7017_NOS | 7017_NOS | 1 |  | 15117_ELECTRICAL ACCESSORIES |  |  |  | 636_C+SGST 18% I/P RD
1421 | ELECTRICAL CHOKE | 1257 | Material | 7017_NOS | 7017_NOS | 1 |  | 15117_ELECTRICAL ACCESSORIES |  |  |  | 636_C+SGST 18% I/P RD
1422 | ROOM HEATER | 1257 | Material | 7017_NOS | 7017_NOS | 1 |  | 15117_ELECTRICAL ACCESSORIES |  |  |  | 636_C+SGST 18% I/P RD
1423 | ELECTRICAL RUBBER MATT 11KV 6 MM THICK | 1257 | Material | 7009_SQ.MTR. | 7009_SQ.MTR. | 1 |  | 15117_ELECTRICAL ACCESSORIES |  |  |  | 636_C+SGST 18% I/P RD
1424 | ELECTRICAL RUBBER MATT 11KV 8 MM THICK | 1257 | Material | 7009_SQ.MTR. | 7009_SQ.MTR. | 1 |  | 15117_ELECTRICAL ACCESSORIES |  |  |  | 636_C+SGST 18% I/P RD
1425 | ELECTRICAL RUBBER MATT 11KV 10 MM THICK | 1257 | Material | 7009_SQ.MTR. | 7009_SQ.MTR. | 1 |  | 15117_ELECTRICAL ACCESSORIES |  |  |  | 636_C+SGST 18% I/P RD
1426 | ELECTRICAL RUBBER MATT 11KV 12 MM THICK | 1257 | Material | 7009_SQ.MTR. | 7009_SQ.MTR. | 1 |  | 15117_ELECTRICAL ACCESSORIES |  |  |  | 636_C+SGST 18% I/P RD
1427 | ELECTRICAL RUBBER MATT 22KV 12 MM THICK | 1257 | Material | 7009_SQ.MTR. | 7009_SQ.MTR. | 1 |  | 15117_ELECTRICAL ACCESSORIES |  |  |  | 636_C+SGST 18% I/P RD
1428 | ELECTRICAL RUBBER MATT 22KV 15 MM THICK | 1257 | Material | 7009_SQ.MTR. | 7009_SQ.MTR. | 1 |  | 15117_ELECTRICAL ACCESSORIES |  |  |  | 636_C+SGST 18% I/P RD
1429 | ELECTRICAL RUBBER MATT 22KV 20 MM THICK | 1257 | Material | 7009_SQ.MTR. | 7009_SQ.MTR. | 1 |  | 15117_ELECTRICAL ACCESSORIES |  |  |  | 636_C+SGST 18% I/P RD
1430 | ELECTRICAL RUBBER MATT 33KV 25 MM THICK | 1257 | Material | 7009_SQ.MTR. | 7009_SQ.MTR. | 1 |  | 15117_ELECTRICAL ACCESSORIES |  |  |  | 636_C+SGST 18% I/P RD
1431 | PLUMBING PPR | 0 | Group
1432 | PPR PIPE 20MM (1/2") PN-20 | 1431 | Material | 7012_RMT | 7012_RMT | 1 |  | 15118_PLUMBING PPR |  |  |  | 636_C+SGST 18% I/P RD
1433 | PPR PIPE 25MM (3/4") PN-20 | 1431 | Material | 7012_RMT | 7012_RMT | 1 |  | 15118_PLUMBING PPR |  |  |  | 636_C+SGST 18% I/P RD
1434 | PPR PIPE 32MM (1") PN-20 | 1431 | Material | 7012_RMT | 7012_RMT | 1 |  | 15118_PLUMBING PPR |  |  |  | 636_C+SGST 18% I/P RD
1435 | PPR PIPE 40MM (1-1/4") PN-20 | 1431 | Material | 7012_RMT | 7012_RMT | 1 |  | 15118_PLUMBING PPR |  |  |  | 636_C+SGST 18% I/P RD
1436 | PPR PIPE 50MM (1-1/2") PN-20 | 1431 | Material | 7012_RMT | 7012_RMT | 1 |  | 15118_PLUMBING PPR |  |  |  | 636_C+SGST 18% I/P RD
1437 | PPR PIPE 63MM (2") PN-20 | 1431 | Material | 7012_RMT | 7012_RMT | 1 |  | 15118_PLUMBING PPR |  |  |  | 636_C+SGST 18% I/P RD
1438 | PPR PIPE 75MM (2-1/2") PN-20 | 1431 | Material | 7012_RMT | 7012_RMT | 1 |  | 15118_PLUMBING PPR |  |  |  | 636_C+SGST 18% I/P RD
1439 | PPR PIPE 90MM (3") PN-20 | 1431 | Material | 7012_RMT | 7012_RMT | 1 |  | 15118_PLUMBING PPR |  |  |  | 636_C+SGST 18% I/P RD
1440 | PPR SOCKET 20MM (1/2") | 1431 | Material | 7017_NOS | 7017_NOS | 1 |  | 15118_PLUMBING PPR |  |  |  | 636_C+SGST 18% I/P RD
1441 | PPR SOCKET 25MM (3/4") | 1431 | Material | 7017_NOS | 7017_NOS | 1 |  | 15118_PLUMBING PPR |  |  |  | 636_C+SGST 18% I/P RD
1442 | PPR SOCKET 32MM (1") | 1431 | Material | 7017_NOS | 7017_NOS | 1 |  | 15118_PLUMBING PPR |  |  |  | 636_C+SGST 18% I/P RD
1443 | PPR SOCKET 40MM (1-1/4") | 1431 | Material | 7017_NOS | 7017_NOS | 1 |  | 15118_PLUMBING PPR |  |  |  | 636_C+SGST 18% I/P RD
1444 | PPR SOCKET 50MM (1-1/2") | 1431 | Material | 7017_NOS | 7017_NOS | 1 |  | 15118_PLUMBING PPR |  |  |  | 636_C+SGST 18% I/P RD
1445 | PPR SOCKET 63MM (2") | 1431 | Material | 7017_NOS | 7017_NOS | 1 |  | 15118_PLUMBING PPR |  |  |  | 636_C+SGST 18% I/P RD
1446 | PPR SOCKET 75MM (2-1/2") | 1431 | Material | 7017_NOS | 7017_NOS | 1 |  | 15118_PLUMBING PPR |  |  |  | 636_C+SGST 18% I/P RD
1447 | PPR SOCKET 90MM (3") | 1431 | Material | 7017_NOS | 7017_NOS | 1 |  | 15118_PLUMBING PPR |  |  |  | 636_C+SGST 18% I/P RD
1448 | PPR ELBOW 90 DEG 20MM (1/2") | 1431 | Material | 7017_NOS | 7017_NOS | 1 |  | 15118_PLUMBING PPR |  |  |  | 636_C+SGST 18% I/P RD
1449 | PPR ELBOW 90 DEG 25MM (3/4") | 1431 | Material | 7017_NOS | 7017_NOS | 1 |  | 15118_PLUMBING PPR |  |  |  | 636_C+SGST 18% I/P RD
1450 | PPR ELBOW 90 DEG 32MM (1") | 1431 | Material | 7017_NOS | 7017_NOS | 1 |  | 15118_PLUMBING PPR |  |  |  | 636_C+SGST 18% I/P RD
1451 | PPR ELBOW 90 DEG 40MM (1-1/4") | 1431 | Material | 7017_NOS | 7017_NOS | 1 |  | 15118_PLUMBING PPR |  |  |  | 636_C+SGST 18% I/P RD
1452 | PPR ELBOW 90 DEG 50MM (1-1/2") | 1431 | Material | 7017_NOS | 7017_NOS | 1 |  | 15118_PLUMBING PPR |  |  |  | 636_C+SGST 18% I/P RD
1453 | PPR ELBOW 90 DEG 63MM (2") | 1431 | Material | 7017_NOS | 7017_NOS | 1 |  | 15118_PLUMBING PPR |  |  |  | 636_C+SGST 18% I/P RD
1454 | PPR ELBOW 90 DEG 75MM (2-1/2") | 1431 | Material | 7017_NOS | 7017_NOS | 1 |  | 15118_PLUMBING PPR |  |  |  | 636_C+SGST 18% I/P RD
1455 | PPR ELBOW 90 DEG 90MM (3") | 1431 | Material | 7017_NOS | 7017_NOS | 1 |  | 15118_PLUMBING PPR |  |  |  | 636_C+SGST 18% I/P RD
1456 | PPR ELBOW 45 DEG 20MM (1/2") | 1431 | Material | 7017_NOS | 7017_NOS | 1 |  | 15118_PLUMBING PPR |  |  |  | 636_C+SGST 18% I/P RD
1457 | PPR ELBOW 45 DEG 25MM (3/4") | 1431 | Material | 7017_NOS | 7017_NOS | 1 |  | 15118_PLUMBING PPR |  |  |  | 636_C+SGST 18% I/P RD
1458 | PPR ELBOW 45 DEG 32MM (1") | 1431 | Material | 7017_NOS | 7017_NOS | 1 |  | 15118_PLUMBING PPR |  |  |  | 636_C+SGST 18% I/P RD
1459 | PPR ELBOW 45 DEG 40MM (1-1/4") | 1431 | Material | 7017_NOS | 7017_NOS | 1 |  | 15118_PLUMBING PPR |  |  |  | 636_C+SGST 18% I/P RD
1460 | PPR ELBOW 45 DEG 50MM (1-1/2") | 1431 | Material | 7017_NOS | 7017_NOS | 1 |  | 15118_PLUMBING PPR |  |  |  | 636_C+SGST 18% I/P RD
1461 | PPR ELBOW 45 DEG 63MM (2") | 1431 | Material | 7017_NOS | 7017_NOS | 1 |  | 15118_PLUMBING PPR |  |  |  | 636_C+SGST 18% I/P RD
1462 | PPR ELBOW 45 DEG 75MM (2-1/2") | 1431 | Material | 7017_NOS | 7017_NOS | 1 |  | 15118_PLUMBING PPR |  |  |  | 636_C+SGST 18% I/P RD
1463 | PPR ELBOW 45 DEG 90MM (3") | 1431 | Material | 7017_NOS | 7017_NOS | 1 |  | 15118_PLUMBING PPR |  |  |  | 636_C+SGST 18% I/P RD
1464 | PPR TEE 20MM (1/2") | 1431 | Material | 7017_NOS | 7017_NOS | 1 |  | 15118_PLUMBING PPR |  |  |  | 636_C+SGST 18% I/P RD
1465 | PPR TEE 25MM (3/4") | 1431 | Material | 7017_NOS | 7017_NOS | 1 |  | 15118_PLUMBING PPR |  |  |  | 636_C+SGST 18% I/P RD
1466 | PPR TEE 32MM (1") | 1431 | Material | 7017_NOS | 7017_NOS | 1 |  | 15118_PLUMBING PPR |  |  |  | 636_C+SGST 18% I/P RD
1467 | PPR TEE 40MM (1-1/4") | 1431 | Material | 7017_NOS | 7017_NOS | 1 |  | 15118_PLUMBING PPR |  |  |  | 636_C+SGST 18% I/P RD
1468 | PPR TEE 50MM (1-1/2") | 1431 | Material | 7017_NOS | 7017_NOS | 1 |  | 15118_PLUMBING PPR |  |  |  | 636_C+SGST 18% I/P RD
1469 | PPR TEE 63MM (2") | 1431 | Material | 7017_NOS | 7017_NOS | 1 |  | 15118_PLUMBING PPR |  |  |  | 636_C+SGST 18% I/P RD
1470 | PPR TEE 75MM (2-1/2") | 1431 | Material | 7017_NOS | 7017_NOS | 1 |  | 15118_PLUMBING PPR |  |  |  | 636_C+SGST 18% I/P RD
1471 | PPR TEE 90MM (3") | 1431 | Material | 7017_NOS | 7017_NOS | 1 |  | 15118_PLUMBING PPR |  |  |  | 636_C+SGST 18% I/P RD
1472 | PPR CROSS TEE 20MM (1/2") | 1431 | Material | 7017_NOS | 7017_NOS | 1 |  | 15118_PLUMBING PPR |  |  |  | 636_C+SGST 18% I/P RD
1473 | PPR CROSS TEE 25MM (3/4") | 1431 | Material | 7017_NOS | 7017_NOS | 1 |  | 15118_PLUMBING PPR |  |  |  | 636_C+SGST 18% I/P RD
1474 | PPR CROSS TEE 32MM (1") | 1431 | Material | 7017_NOS | 7017_NOS | 1 |  | 15118_PLUMBING PPR |  |  |  | 636_C+SGST 18% I/P RD
1475 | PPR CROSS TEE 40MM (1") | 1431 | Material | 7017_NOS | 7017_NOS | 1 |  | 15118_PLUMBING PPR |  |  |  | 636_C+SGST 18% I/P RD
1476 | PPR CROSS TEE 50MM (1-1/4") | 1431 | Material | 7017_NOS | 7017_NOS | 1 |  | 15118_PLUMBING PPR |  |  |  | 636_C+SGST 18% I/P RD
1477 | PPR CROSS TEE 63MM (1-1/4") | 1431 | Material | 7017_NOS | 7017_NOS | 1 |  | 15118_PLUMBING PPR |  |  |  | 636_C+SGST 18% I/P RD
1478 | PPR UNION 20MM (1/2") | 1431 | Material | 7017_NOS | 7017_NOS | 1 |  | 15118_PLUMBING PPR |  |  |  | 636_C+SGST 18% I/P RD
1479 | PPR UNION 25MM (3/4") | 1431 | Material | 7017_NOS | 7017_NOS | 1 |  | 15118_PLUMBING PPR |  |  |  | 636_C+SGST 18% I/P RD
1480 | PPR UNION 32MM (1") | 1431 | Material | 7017_NOS | 7017_NOS | 1 |  | 15118_PLUMBING PPR |  |  |  | 636_C+SGST 18% I/P RD
1481 | PPR UNION 40MM (1") | 1431 | Material | 7017_NOS | 7017_NOS | 1 |  | 15118_PLUMBING PPR |  |  |  | 636_C+SGST 18% I/P RD
1482 | PPR UNION 50MM (1-1/4") | 1431 | Material | 7017_NOS | 7017_NOS | 1 |  | 15118_PLUMBING PPR |  |  |  | 636_C+SGST 18% I/P RD
1483 | PPR UNION 63MM (1-1/4") | 1431 | Material | 7017_NOS | 7017_NOS | 1 |  | 15118_PLUMBING PPR |  |  |  | 636_C+SGST 18% I/P RD
1484 | PPR UNION 40MM (1-1/2") | 1431 | Material | 7017_NOS | 7017_NOS | 1 |  | 15118_PLUMBING PPR |  |  |  | 636_C+SGST 18% I/P RD
1485 | PPR REDR 25MM (3/4") X 20MM (1/2") | 1431 | Material | 7017_NOS | 7017_NOS | 1 |  | 15118_PLUMBING PPR |  |  |  | 636_C+SGST 18% I/P RD
1486 | PPR REDR 32MM (1") X 20MM (1/2") | 1431 | Material | 7017_NOS | 7017_NOS | 1 |  | 15118_PLUMBING PPR |  |  |  | 636_C+SGST 18% I/P RD
1487 | PPR REDR 32MM (1") X 25MM (3/4") | 1431 | Material | 7017_NOS | 7017_NOS | 1 |  | 15118_PLUMBING PPR |  |  |  | 636_C+SGST 18% I/P RD
1488 | PPR REDR 40MM (1-1/4") X 20MM (1/2") | 1431 | Material | 7017_NOS | 7017_NOS | 1 |  | 15118_PLUMBING PPR |  |  |  | 636_C+SGST 18% I/P RD
1489 | PPR REDR 40MM (1-1/4") X 25MM (3/4") | 1431 | Material | 7017_NOS | 7017_NOS | 1 |  | 15118_PLUMBING PPR |  |  |  | 636_C+SGST 18% I/P RD
1490 | PPR REDR 40MM (1-1/4") X 32MM (1") | 1431 | Material | 7017_NOS | 7017_NOS | 1 |  | 15118_PLUMBING PPR |  |  |  | 636_C+SGST 18% I/P RD
1491 | PPR REDR 50MM (1-1/2") X 20MM (1/2") | 1431 | Material | 7017_NOS | 7017_NOS | 1 |  | 15118_PLUMBING PPR |  |  |  | 636_C+SGST 18% I/P RD
1492 | PPR REDR 50MM (1-1/2") X 25MM (3/4") | 1431 | Material | 7017_NOS | 7017_NOS | 1 |  | 15118_PLUMBING PPR |  |  |  | 636_C+SGST 18% I/P RD
1493 | PPR REDR 50MM (1-1/2") X 32MM (1") | 1431 | Material | 7017_NOS | 7017_NOS | 1 |  | 15118_PLUMBING PPR |  |  |  | 636_C+SGST 18% I/P RD
1494 | PPR REDR 50MM (1-1/2") X 40MM (1-1/4") | 1431 | Material | 7017_NOS | 7017_NOS | 1 |  | 15118_PLUMBING PPR |  |  |  | 636_C+SGST 18% I/P RD
1495 | PPR REDR 63MM (2") X 20MM (1/2") | 1431 | Material | 7017_NOS | 7017_NOS | 1 |  | 15118_PLUMBING PPR |  |  |  | 636_C+SGST 18% I/P RD
1496 | PPR REDR 63MM (2") X 25MM (3/4") | 1431 | Material | 7017_NOS | 7017_NOS | 1 |  | 15118_PLUMBING PPR |  |  |  | 636_C+SGST 18% I/P RD
1497 | PPR REDR 63MM (2") X 32MM (1") | 1431 | Material | 7017_NOS | 7017_NOS | 1 |  | 15118_PLUMBING PPR |  |  |  | 636_C+SGST 18% I/P RD
1498 | PPR REDR 63MM (2") X 40MM (1-1/4") | 1431 | Material | 7017_NOS | 7017_NOS | 1 |  | 15118_PLUMBING PPR |  |  |  | 636_C+SGST 18% I/P RD
1499 | PPR REDR 63MM (2") X 50MM (1-1/2") | 1431 | Material | 7017_NOS | 7017_NOS | 1 |  | 15118_PLUMBING PPR |  |  |  | 636_C+SGST 18% I/P RD
1500 | PPR REDR 75MM (2-1/2") X 20MM (1/2") | 1431 | Material | 7017_NOS | 7017_NOS | 1 |  | 15118_PLUMBING PPR |  |  |  | 636_C+SGST 18% I/P RD
1501 | PPR REDR 75MM (2-1/2") X 25MM (3/4") | 1431 | Material | 7017_NOS | 7017_NOS | 1 |  | 15118_PLUMBING PPR |  |  |  | 636_C+SGST 18% I/P RD
1502 | PPR REDR 75MM (2-1/2") X 32MM (1") | 1431 | Material | 7017_NOS | 7017_NOS | 1 |  | 15118_PLUMBING PPR |  |  |  | 636_C+SGST 18% I/P RD
1503 | PPR REDR 75MM (2-1/2") X 40MM (1-1/4") | 1431 | Material | 7017_NOS | 7017_NOS | 1 |  | 15118_PLUMBING PPR |  |  |  | 636_C+SGST 18% I/P RD
1504 | PPR REDR 75MM (2-1/2") X 50MM (1-1/2") | 1431 | Material | 7017_NOS | 7017_NOS | 1 |  | 15118_PLUMBING PPR |  |  |  | 636_C+SGST 18% I/P RD
1505 | PPR REDR 75MM (2-1/2") X 63MM | 1431 | Material | 7017_NOS | 7017_NOS | 1 |  | 15118_PLUMBING PPR |  |  |  | 636_C+SGST 18% I/P RD
1506 | PPR REDR 90MM (3") X 20MM (1/2") | 1431 | Material | 7017_NOS | 7017_NOS | 1 |  | 15118_PLUMBING PPR |  |  |  | 636_C+SGST 18% I/P RD
1507 | PPR REDR 90MM (3") X 25MM (3/4") | 1431 | Material | 7017_NOS | 7017_NOS | 1 |  | 15118_PLUMBING PPR |  |  |  | 636_C+SGST 18% I/P RD
1508 | PPR REDR 90MM (3") X 32MM (1") | 1431 | Material | 7017_NOS | 7017_NOS | 1 |  | 15118_PLUMBING PPR |  |  |  | 636_C+SGST 18% I/P RD
1509 | PPR REDR 90MM (3") X 40MM (1-1/4") | 1431 | Material | 7017_NOS | 7017_NOS | 1 |  | 15118_PLUMBING PPR |  |  |  | 636_C+SGST 18% I/P RD
1510 | PPR REDR 90MM (3") X 50MM (1-1/2") | 1431 | Material | 7017_NOS | 7017_NOS | 1 |  | 15118_PLUMBING PPR |  |  |  | 636_C+SGST 18% I/P RD
1511 | PPR REDR 90MM (3") X 63MM (2") | 1431 | Material | 7017_NOS | 7017_NOS | 1 |  | 15118_PLUMBING PPR |  |  |  | 636_C+SGST 18% I/P RD
1512 | PPR REDR 90MM (3") X 75MM (2-1/2") | 1431 | Material | 7017_NOS | 7017_NOS | 1 |  | 15118_PLUMBING PPR |  |  |  | 636_C+SGST 18% I/P RD
1513 | PPR ELBOW 45 DEG 25MM (3/4") X 20MM (1/2") | 1431 | Material | 7017_NOS | 7017_NOS | 1 |  | 15118_PLUMBING PPR |  |  |  | 636_C+SGST 18% I/P RD
1514 | PPR ELBOW 45 DEG 32MM (1") X 20MM (1/2") | 1431 | Material | 7017_NOS | 7017_NOS | 1 |  | 15118_PLUMBING PPR |  |  |  | 636_C+SGST 18% I/P RD
1515 | PPR ELBOW 45 DEG 32MM (1") X 25MM (3/4") | 1431 | Material | 7017_NOS | 7017_NOS | 1 |  | 15118_PLUMBING PPR |  |  |  | 636_C+SGST 18% I/P RD
1516 | PPR ELBOW 45 DEG 40MM (1-1/4") X 20MM (1/2") | 1431 | Material | 7017_NOS | 7017_NOS | 1 |  | 15118_PLUMBING PPR |  |  |  | 636_C+SGST 18% I/P RD
1517 | PPR ELBOW 45 DEG 40MM (1-1/4") X 25MM (3/4") | 1431 | Material | 7017_NOS | 7017_NOS | 1 |  | 15118_PLUMBING PPR |  |  |  | 636_C+SGST 18% I/P RD
1518 | PPR ELBOW 45 DEG 40MM (1-1/2") X 32MM (1") | 1431 | Material | 7017_NOS | 7017_NOS | 1 |  | 15118_PLUMBING PPR |  |  |  | 636_C+SGST 18% I/P RD
1519 | PPR REDR TEE 25MM (3/4") X 20MM (1/2") X 25MM (3/4") | 1431 | Material | 7017_NOS | 7017_NOS | 1 |  | 15118_PLUMBING PPR |  |  |  | 636_C+SGST 18% I/P RD
1520 | PPR REDR TEE 32MM (1") X 20MM (1/2") X 32MM (1") | 1431 | Material | 7017_NOS | 7017_NOS | 1 |  | 15118_PLUMBING PPR |  |  |  | 636_C+SGST 18% I/P RD
1521 | PPR REDR TEE 32MM (1") X 25MM (3/4") X 32MM (1") | 1431 | Material | 7017_NOS | 7017_NOS | 1 |  | 15118_PLUMBING PPR |  |  |  | 636_C+SGST 18% I/P RD
1522 | PPR REDR TEE 40MM (1-1/4") X 20MM (1/2") X 40MM (1-1/4") | 1431 | Material | 7017_NOS | 7017_NOS | 1 |  | 15118_PLUMBING PPR |  |  |  | 636_C+SGST 18% I/P RD
1523 | PPR REDR TEE 40MM (1-1/4") X 25MM (3/4") X 40MM (1-1/4") | 1431 | Material | 7017_NOS | 7017_NOS | 1 |  | 15118_PLUMBING PPR |  |  |  | 636_C+SGST 18% I/P RD
1524 | PPR REDR TEE 40MM (1-1/4") X 32MM (1") X 40MM (1-1/4") | 1431 | Material | 7017_NOS | 7017_NOS | 1 |  | 15118_PLUMBING PPR |  |  |  | 636_C+SGST 18% I/P RD
1525 | PPR REDR TEE 50MM (1-1/2") X 20MM (1/2") X 50MM (1-1/2") | 1431 | Material | 7017_NOS | 7017_NOS | 1 |  | 15118_PLUMBING PPR |  |  |  | 636_C+SGST 18% I/P RD
1526 | PPR REDR TEE 50MM (1-1/2") X 25MM (3/4") X 50MM (1-1/2") | 1431 | Material | 7017_NOS | 7017_NOS | 1 |  | 15118_PLUMBING PPR |  |  |  | 636_C+SGST 18% I/P RD
1527 | PPR REDR TEE 50MM (1-1/2") X 32MM (1") X 50MM (1-1/2") | 1431 | Material | 7017_NOS | 7017_NOS | 1 |  | 15118_PLUMBING PPR |  |  |  | 636_C+SGST 18% I/P RD
1528 | PPR REDR TEE 50MM (1-1/2") X 40MM (1-1/4") X 50MM (1-1/2") | 1431 | Material | 7017_NOS | 7017_NOS | 1 |  | 15118_PLUMBING PPR |  |  |  | 636_C+SGST 18% I/P RD
1529 | PPR REDR TEE 63MM (2") X 20MM (1/2") X 63MM (2") | 1431 | Material | 7017_NOS | 7017_NOS | 1 |  | 15118_PLUMBING PPR |  |  |  | 636_C+SGST 18% I/P RD
1530 | PPR REDR TEE 63MM (2") X 25MM (3/4") X 63MM (2") | 1431 | Material | 7017_NOS | 7017_NOS | 1 |  | 15118_PLUMBING PPR |  |  |  | 636_C+SGST 18% I/P RD
1531 | PPR REDR TEE 63MM (2") X 32MM (1") X 63MM (2") | 1431 | Material | 7017_NOS | 7017_NOS | 1 |  | 15118_PLUMBING PPR |  |  |  | 636_C+SGST 18% I/P RD
1532 | PPR REDR TEE 63MM (2") X 40MM (1-1/4") X 63MM (2") | 1431 | Material | 7017_NOS | 7017_NOS | 1 |  | 15118_PLUMBING PPR |  |  |  | 636_C+SGST 18% I/P RD
1533 | PPR REDR TEE 63MM (2") X 50MM (1-1/2") X 63MM (2") | 1431 | Material | 7017_NOS | 7017_NOS | 1 |  | 15118_PLUMBING PPR |  |  |  | 636_C+SGST 18% I/P RD
1534 | PPR REDR TEE 75MM (2-1/2") X 20MM (1/2") X 75MM (2-1/2") | 1431 | Material | 7017_NOS | 7017_NOS | 1 |  | 15118_PLUMBING PPR |  |  |  | 636_C+SGST 18% I/P RD
1535 | PPR REDR TEE 75MM (2-1/2") X 25MM (3/4") X 75MM (2-1/2") | 1431 | Material | 7017_NOS | 7017_NOS | 1 |  | 15118_PLUMBING PPR |  |  |  | 636_C+SGST 18% I/P RD
1536 | PPR REDR TEE 75MM (2-1/2") X 32MM (1") X 75MM (2-1/2") | 1431 | Material | 7017_NOS | 7017_NOS | 1 |  | 15118_PLUMBING PPR |  |  |  | 636_C+SGST 18% I/P RD
1537 | PPR REDR TEE 75MM (2-1/2") X 40MM (1-1/4") X 75MM (2-1/2") | 1431 | Material | 7017_NOS | 7017_NOS | 1 |  | 15118_PLUMBING PPR |  |  |  | 636_C+SGST 18% I/P RD
1538 | PPR REDR TEE 75MM (2-1/2") X 50MM (1-1/2") X 75MM (2-1/2") | 1431 | Material | 7017_NOS | 7017_NOS | 1 |  | 15118_PLUMBING PPR |  |  |  | 636_C+SGST 18% I/P RD
1539 | PPR REDR TEE 75MM (2-1/2") X 63MM (2") X 75MM (2-1/2") | 1431 | Material | 7017_NOS | 7017_NOS | 1 |  | 15118_PLUMBING PPR |  |  |  | 636_C+SGST 18% I/P RD
1540 | PPR REDR TEE 90MM (3") X 20MM (1/2") X 90MM (3") | 1431 | Material | 7017_NOS | 7017_NOS | 1 |  | 15118_PLUMBING PPR |  |  |  | 636_C+SGST 18% I/P RD
1541 | PPR REDR TEE 90MM (3") X 25MM (3/4") X 90MM (3") | 1431 | Material | 7017_NOS | 7017_NOS | 1 |  | 15118_PLUMBING PPR |  |  |  | 636_C+SGST 18% I/P RD
1542 | PPR REDR TEE 90MM (3") X 32MM (1") X 90MM (3") | 1431 | Material | 7017_NOS | 7017_NOS | 1 |  | 15118_PLUMBING PPR |  |  |  | 636_C+SGST 18% I/P RD
1543 | PPR REDR TEE 90MM (3") X 40MM (1-1/4") X 90MM (3") | 1431 | Material | 7017_NOS | 7017_NOS | 1 |  | 15118_PLUMBING PPR |  |  |  | 636_C+SGST 18% I/P RD
1544 | PPR REDR TEE 90MM (3") X 50MM (1-1/2") X 90MM (3") | 1431 | Material | 7017_NOS | 7017_NOS | 1 |  | 15118_PLUMBING PPR |  |  |  | 636_C+SGST 18% I/P RD
1545 | PPR REDR TEE 90MM (3") X 63MM (2") X 90MM (3") | 1431 | Material | 7017_NOS | 7017_NOS | 1 |  | 15118_PLUMBING PPR |  |  |  | 636_C+SGST 18% I/P RD
1546 | PPR REDR TEE 90MM (3") X 75MM (2-1/2") X 90MM (3") | 1431 | Material | 7017_NOS | 7017_NOS | 1 |  | 15118_PLUMBING PPR |  |  |  | 636_C+SGST 18% I/P RD
1547 | PPR BRASS MTA 20MM (1/2") X 20MM (1/2") | 1431 | Material | 7017_NOS | 7017_NOS | 1 |  | 15118_PLUMBING PPR |  |  |  | 636_C+SGST 18% I/P RD
1548 | PPR BRASS MTA 20MM (1/2") X 25MM (3/4") | 1431 | Material | 7017_NOS | 7017_NOS | 1 |  | 15118_PLUMBING PPR |  |  |  | 636_C+SGST 18% I/P RD
1549 | PPR BRASS MTA 25MM (3/4") X 20MM (1/2") | 1431 | Material | 7017_NOS | 7017_NOS | 1 |  | 15118_PLUMBING PPR |  |  |  | 636_C+SGST 18% I/P RD
1550 | PPR BRASS MTA 25MM (3/4") X 25MM (3/4") | 1431 | Material | 7017_NOS | 7017_NOS | 1 |  | 15118_PLUMBING PPR |  |  |  | 636_C+SGST 18% I/P RD
1551 | PPR BRASS MTA 32MM (1") X 20MM (1/2") | 1431 | Material | 7017_NOS | 7017_NOS | 1 |  | 15118_PLUMBING PPR |  |  |  | 636_C+SGST 18% I/P RD
1552 | PPR BRASS MTA 32MM (1") X 25MM (3/4") | 1431 | Material | 7017_NOS | 7017_NOS | 1 |  | 15118_PLUMBING PPR |  |  |  | 636_C+SGST 18% I/P RD
1553 | PPR BRASS MTA 32MM (1") X 32MM (1") | 1431 | Material | 7017_NOS | 7017_NOS | 1 |  | 15118_PLUMBING PPR |  |  |  | 636_C+SGST 18% I/P RD
1554 | PPR BRASS MTA 40MM (1-1/4") X 32MM (1") | 1431 | Material | 7017_NOS | 7017_NOS | 1 |  | 15118_PLUMBING PPR |  |  |  | 636_C+SGST 18% I/P RD
1555 | PPR BRASS MTA 40MM (1-1/4") X 40MM (1-1/4") | 1431 | Material | 7017_NOS | 7017_NOS | 1 |  | 15118_PLUMBING PPR |  |  |  | 636_C+SGST 18% I/P RD
1556 | PPR BRASS MTA 50MM (1-1/2") X 50MM (1-1/2") | 1431 | Material | 7017_NOS | 7017_NOS | 1 |  | 15118_PLUMBING PPR |  |  |  | 636_C+SGST 18% I/P RD
1557 | PPR BRASS MTA 63MM (2") X 63MM (2") | 1431 | Material | 7017_NOS | 7017_NOS | 1 |  | 15118_PLUMBING PPR |  |  |  | 636_C+SGST 18% I/P RD
1558 | PPR BRASS MTA 75MM (2-1/2") X 75MM 2-1/2" | 1431 | Material | 7017_NOS | 7017_NOS | 1 |  | 15118_PLUMBING PPR |  |  |  | 636_C+SGST 18% I/P RD
1559 | PPR BRASS MTA 90MM (3") X 90MM 3" | 1431 | Material | 7017_NOS | 7017_NOS | 1 |  | 15118_PLUMBING PPR |  |  |  | 636_C+SGST 18% I/P RD
1560 | PPR BRASS MALE THRD ELBOW 20MM (1/2") X 20MM (1/2") | 1431 | Material | 7017_NOS | 7017_NOS | 1 |  | 15118_PLUMBING PPR |  |  |  | 636_C+SGST 18% I/P RD
1561 | PPR BRASS MALE THRD ELBOW 25MM (3/4") X 20MM (1/2") | 1431 | Material | 7017_NOS | 7017_NOS | 1 |  | 15118_PLUMBING PPR |  |  |  | 636_C+SGST 18% I/P RD
1562 | PPR BRASS MALE THRD ELBOW 25MM (3/4") X 25MM (3/4") | 1431 | Material | 7017_NOS | 7017_NOS | 1 |  | 15118_PLUMBING PPR |  |  |  | 636_C+SGST 18% I/P RD
1563 | PPR BRASS MALE THRD ELBOW 32MM (1") X 20MM (1/2") | 1431 | Material | 7017_NOS | 7017_NOS | 1 |  | 15118_PLUMBING PPR |  |  |  | 636_C+SGST 18% I/P RD
1564 | PPR BRASS MALE THRD ELBOW 32MM (1") X 25MM (3/4") | 1431 | Material | 7017_NOS | 7017_NOS | 1 |  | 15118_PLUMBING PPR |  |  |  | 636_C+SGST 18% I/P RD
1565 | PPR BRASS MALE THRD ELBOW 32MM (1") X 32MM (1") | 1431 | Material | 7017_NOS | 7017_NOS | 1 |  | 15118_PLUMBING PPR |  |  |  | 636_C+SGST 18% I/P RD
1566 | PPR BRASS MALE THRD ELBOW 40MM (1-1/4") X 40MM (1-1/4") | 1431 | Material | 7017_NOS | 7017_NOS | 1 |  | 15118_PLUMBING PPR |  |  |  | 636_C+SGST 18% I/P RD
1567 | PPR BRASS FEMALE THRD ELBOW 20MM (1/2") X 20MM (1/2") | 1431 | Material | 7017_NOS | 7017_NOS | 1 |  | 15118_PLUMBING PPR |  |  |  | 636_C+SGST 18% I/P RD
1568 | PPR BRASS FEMALE THRD ELBOW 25MM (3/4") X 20MM (1/2") | 1431 | Material | 7017_NOS | 7017_NOS | 1 |  | 15118_PLUMBING PPR |  |  |  | 636_C+SGST 18% I/P RD
1569 | PPR BRASS FEMALE THRD ELBOW 25MM (3/4") X 25MM (3/4") | 1431 | Material | 7017_NOS | 7017_NOS | 1 |  | 15118_PLUMBING PPR |  |  |  | 636_C+SGST 18% I/P RD
1570 | PPR BRASS FEMALE THRD ELBOW 32MM (1") X 20MM (1/2") | 1431 | Material | 7017_NOS | 7017_NOS | 1 |  | 15118_PLUMBING PPR |  |  |  | 636_C+SGST 18% I/P RD
1571 | PPR BRASS FEMALE THRD ELBOW 32MM (1") X 25MM (3/4") | 1431 | Material | 7017_NOS | 7017_NOS | 1 |  | 15118_PLUMBING PPR |  |  |  | 636_C+SGST 18% I/P RD
1572 | PPR BRASS FEMALE THRD ELBOW 32MM (1") X 32MM (1") | 1431 | Material | 7017_NOS | 7017_NOS | 1 |  | 15118_PLUMBING PPR |  |  |  | 636_C+SGST 18% I/P RD
1573 | PPR BRASS FEMALE THRD ELBOW 40MM (1-1/4") X 40MM (1-1/4") | 1431 | Material | 7017_NOS | 7017_NOS | 1 |  | 15118_PLUMBING PPR |  |  |  | 636_C+SGST 18% I/P RD
1574 | PPR BRASS MALE THRD TEE 20MM (1/2") X 20MM (1/2") | 1431 | Material | 7017_NOS | 7017_NOS | 1 |  | 15118_PLUMBING PPR |  |  |  | 636_C+SGST 18% I/P RD
1575 | PPR BRASS MALE THRD TEE 25MM (3/4") X 20MM (1/2") | 1431 | Material | 7017_NOS | 7017_NOS | 1 |  | 15118_PLUMBING PPR |  |  |  | 636_C+SGST 18% I/P RD
1576 | PPR BRASS MALE THRD TEE 25MM (3/4") X 25MM (3/4") | 1431 | Material | 7017_NOS | 7017_NOS | 1 |  | 15118_PLUMBING PPR |  |  |  | 636_C+SGST 18% I/P RD
1577 | PPR BRASS MALE THRD TEE 32MM (1") X 20MM (1/2") | 1431 | Material | 7017_NOS | 7017_NOS | 1 |  | 15118_PLUMBING PPR |  |  |  | 636_C+SGST 18% I/P RD
1578 | PPR BRASS MALE THRD TEE 32MM (1") X 25MM (3/4") | 1431 | Material | 7017_NOS | 7017_NOS | 1 |  | 15118_PLUMBING PPR |  |  |  | 636_C+SGST 18% I/P RD
1579 | PPR BRASS MALE THRD TEE 32MM (1") X 32MM (1") | 1431 | Material | 7017_NOS | 7017_NOS | 1 |  | 15118_PLUMBING PPR |  |  |  | 636_C+SGST 18% I/P RD
1580 | PPR BRASS MALE THRD TEE 40MM (1-1/4") X 40MM (1-1/4") | 1431 | Material | 7017_NOS | 7017_NOS | 1 |  | 15118_PLUMBING PPR |  |  |  | 636_C+SGST 18% I/P RD
1581 | PPR BRASS FEMALE THRD TEE 20MM (1/2") X 20MM (1/2") | 1431 | Material | 7017_NOS | 7017_NOS | 1 |  | 15118_PLUMBING PPR |  |  |  | 636_C+SGST 18% I/P RD
1582 | PPR BRASS FEMALE THRD TEE 25MM (3/4") X 20MM (1/2") | 1431 | Material | 7017_NOS | 7017_NOS | 1 |  | 15118_PLUMBING PPR |  |  |  | 636_C+SGST 18% I/P RD
1583 | PPR BRASS FEMALE THRD TEE 25MM (3/4") X 25MM (3/4") | 1431 | Material | 7017_NOS | 7017_NOS | 1 |  | 15118_PLUMBING PPR |  |  |  | 636_C+SGST 18% I/P RD
1584 | PPR BRASS FEMALE THRD TEE 32MM (1") X 20MM (1/2") | 1431 | Material | 7017_NOS | 7017_NOS | 1 |  | 15118_PLUMBING PPR |  |  |  | 636_C+SGST 18% I/P RD
1585 | PPR BRASS FEMALE THRD TEE 32MM (1") X 25MM (3/4") | 1431 | Material | 7017_NOS | 7017_NOS | 1 |  | 15118_PLUMBING PPR |  |  |  | 636_C+SGST 18% I/P RD
1586 | PPR BRASS FEMALE THRD TEE 32MM (1") X 32MM (1") | 1431 | Material | 7017_NOS | 7017_NOS | 1 |  | 15118_PLUMBING PPR |  |  |  | 636_C+SGST 18% I/P RD
1587 | PPR BRASS FEMALE THRD TEE 40MM (1-1/4") X 40MM (1-1/4") | 1431 | Material | 7017_NOS | 7017_NOS | 1 |  | 15118_PLUMBING PPR |  |  |  | 636_C+SGST 18% I/P RD
1588 | PPR VALVE 20MM (1/2") | 1431 | Material | 7017_NOS | 7017_NOS | 1 |  | 15118_PLUMBING PPR |  |  |  | 636_C+SGST 18% I/P RD
1589 | PPR VALVE 25MM (3/4") | 1431 | Material | 7017_NOS | 7017_NOS | 1 |  | 15118_PLUMBING PPR |  |  |  | 636_C+SGST 18% I/P RD
1590 | PPR VALVE 32MM (1") | 1431 | Material | 7017_NOS | 7017_NOS | 1 |  | 15118_PLUMBING PPR |  |  |  | 636_C+SGST 18% I/P RD
1591 | PPR VALVE 40MM (1-1/4") | 1431 | Material | 7017_NOS | 7017_NOS | 1 |  | 15118_PLUMBING PPR |  |  |  | 636_C+SGST 18% I/P RD
1592 | PPR VALVE 50MM (1-1/2") | 1431 | Material | 7017_NOS | 7017_NOS | 1 |  | 15118_PLUMBING PPR |  |  |  | 636_C+SGST 18% I/P RD
1593 | PPR VALVE 63MM (2") | 1431 | Material | 7017_NOS | 7017_NOS | 1 |  | 15118_PLUMBING PPR |  |  |  | 636_C+SGST 18% I/P RD
1594 | PPR VALVE 75MM (2-1/2") | 1431 | Material | 7017_NOS | 7017_NOS | 1 |  | 15118_PLUMBING PPR |  |  |  | 636_C+SGST 18% I/P RD
1595 | PPR VALVE 90MM (3") | 1431 | Material | 7017_NOS | 7017_NOS | 1 |  | 15118_PLUMBING PPR |  |  |  | 636_C+SGST 18% I/P RD
1596 | PLUMBING UPVC | 0 | Group
1597 | UPVC PIPE 15 MM SCH-80 | 1761 | Material | 7012_RMT | 7012_RMT | 1 |  | 15123_PLUMBING UPVC |  |  |  | 636_C+SGST 18% I/P RD
1598 | UPVC PIPE 20 MM SCH-80 | 1761 | Material | 7012_RMT | 7012_RMT | 1 |  | 15123_PLUMBING UPVC |  |  |  | 636_C+SGST 18% I/P RD
1599 | UPVC PIPE 25 MM SCH-80 | 1761 | Material | 7012_RMT | 7012_RMT | 1 |  | 15123_PLUMBING UPVC |  |  |  | 636_C+SGST 18% I/P RD
1600 | UPVC PIPE 32 MM SCH-80 | 1761 | Material | 7012_RMT | 7012_RMT | 1 |  | 15123_PLUMBING UPVC |  |  |  | 636_C+SGST 18% I/P RD
1601 | UPVC PIPE 40 MM SCH-80 | 1761 | Material | 7012_RMT | 7012_RMT | 1 |  | 15123_PLUMBING UPVC |  |  |  | 636_C+SGST 18% I/P RD
1602 | UPVC PIPE 50 MM SCH-80 | 1761 | Material | 7012_RMT | 7012_RMT | 1 |  | 15123_PLUMBING UPVC |  |  |  | 636_C+SGST 18% I/P RD
1603 | UPVC PIPE 65 MM SCH-80 | 1761 | Material | 7012_RMT | 7012_RMT | 1 |  | 15123_PLUMBING UPVC |  |  |  | 636_C+SGST 18% I/P RD
1604 | UPVC PIPE 80 MM SCH-80 | 1761 | Material | 7012_RMT | 7012_RMT | 1 |  | 15123_PLUMBING UPVC |  |  |  | 636_C+SGST 18% I/P RD
1605 | UPVC PIPE 100 MM SCH-80 | 1761 | Material | 7012_RMT | 7012_RMT | 1 |  | 15123_PLUMBING UPVC |  |  |  | 636_C+SGST 18% I/P RD
1606 | UPVC PIPE 150 MM SCH-80 | 1761 | Material | 7012_RMT | 7012_RMT | 1 |  | 15123_PLUMBING UPVC |  |  |  | 636_C+SGST 18% I/P RD
1607 | UPVC PIPE 200 MM SCH-80 | 1761 | Material | 7012_RMT | 7012_RMT | 1 |  | 15123_PLUMBING UPVC |  |  |  | 636_C+SGST 18% I/P RD
1608 | UPVC PIPE 250 MM SCH-80 | 1761 | Material | 7012_RMT | 7012_RMT | 1 |  | 15123_PLUMBING UPVC |  |  |  | 636_C+SGST 18% I/P RD
1609 | UPVC SOCKET 15 MM SCH-80 | 1761 | Material | 7017_NOS | 7017_NOS | 1 |  | 15123_PLUMBING UPVC |  |  |  | 636_C+SGST 18% I/P RD
1610 | UPVC SOCKET 20 MM SCH-80 | 1761 | Material | 7017_NOS | 7017_NOS | 1 |  | 15123_PLUMBING UPVC |  |  |  | 636_C+SGST 18% I/P RD
1611 | UPVC SOCKET 25 MM SCH-80 | 1761 | Material | 7017_NOS | 7017_NOS | 1 |  | 15123_PLUMBING UPVC |  |  |  | 636_C+SGST 18% I/P RD
1612 | UPVC SOCKET 32 MM SCH-80 | 1761 | Material | 7017_NOS | 7017_NOS | 1 |  | 15123_PLUMBING UPVC |  |  |  | 636_C+SGST 18% I/P RD
1613 | UPVC SOCKET 40 MM SCH-80 | 1761 | Material | 7017_NOS | 7017_NOS | 1 |  | 15123_PLUMBING UPVC |  |  |  | 636_C+SGST 18% I/P RD
1614 | UPVC SOCKET 50 MM SCH-80 | 1761 | Material | 7017_NOS | 7017_NOS | 1 |  | 15123_PLUMBING UPVC |  |  |  | 636_C+SGST 18% I/P RD
1615 | UPVC SOCKET 65 MM SCH-80 | 1761 | Material | 7017_NOS | 7017_NOS | 1 |  | 15123_PLUMBING UPVC |  |  |  | 636_C+SGST 18% I/P RD
1616 | UPVC SOCKET 80 MM SCH-80 | 1761 | Material | 7017_NOS | 7017_NOS | 1 |  | 15123_PLUMBING UPVC |  |  |  | 636_C+SGST 18% I/P RD
1617 | UPVC SOCKET 100 MM SCH-80 | 1761 | Material | 7017_NOS | 7017_NOS | 1 |  | 15123_PLUMBING UPVC |  |  |  | 636_C+SGST 18% I/P RD
1618 | UPVC SOCKET 150 MM SCH-80 | 1761 | Material | 7017_NOS | 7017_NOS | 1 |  | 15123_PLUMBING UPVC |  |  |  | 636_C+SGST 18% I/P RD
1619 | UPVC SOCKET 200 MM SCH-80 | 1761 | Material | 7017_NOS | 7017_NOS | 1 |  | 15123_PLUMBING UPVC |  |  |  | 636_C+SGST 18% I/P RD
1620 | UPVC ELBOW 90 DEG 15 MM SCH-80 | 1761 | Material | 7017_NOS | 7017_NOS | 1 |  | 15123_PLUMBING UPVC |  |  |  | 636_C+SGST 18% I/P RD
1621 | UPVC ELBOW 90 DEG 20 MM SCH-80 | 1761 | Material | 7017_NOS | 7017_NOS | 1 |  | 15123_PLUMBING UPVC |  |  |  | 636_C+SGST 18% I/P RD
1622 | UPVC ELBOW 90 DEG 25 MM SCH-80 | 1761 | Material | 7017_NOS | 7017_NOS | 1 |  | 15123_PLUMBING UPVC |  |  |  | 636_C+SGST 18% I/P RD
1623 | UPVC ELBOW 90 DEG 32 MM SCH-80 | 1761 | Material | 7017_NOS | 7017_NOS | 1 |  | 15123_PLUMBING UPVC |  |  |  | 636_C+SGST 18% I/P RD
1624 | UPVC ELBOW 90 DEG 40 MM SCH-80 | 1761 | Material | 7017_NOS | 7017_NOS | 1 |  | 15123_PLUMBING UPVC |  |  |  | 636_C+SGST 18% I/P RD
1625 | UPVC ELBOW 90 DEG 50 MM SCH-80 | 1761 | Material | 7017_NOS | 7017_NOS | 1 |  | 15123_PLUMBING UPVC |  |  |  | 636_C+SGST 18% I/P RD
1626 | UPVC ELBOW 90 DEG 65 MM SCH-80 | 1761 | Material | 7017_NOS | 7017_NOS | 1 |  | 15123_PLUMBING UPVC |  |  |  | 636_C+SGST 18% I/P RD
1627 | UPVC ELBOW 90 DEG 80 MM SCH-80 | 1761 | Material | 7017_NOS | 7017_NOS | 1 |  | 15123_PLUMBING UPVC |  |  |  | 636_C+SGST 18% I/P RD
1628 | UPVC ELBOW 90 DEG 100 MM SCH-80 | 1761 | Material | 7017_NOS | 7017_NOS | 1 |  | 15123_PLUMBING UPVC |  |  |  | 636_C+SGST 18% I/P RD
1629 | UPVC ELBOW 90 DEG 150 MM SCH-80 | 1761 | Material | 7017_NOS | 7017_NOS | 1 |  | 15123_PLUMBING UPVC |  |  |  | 636_C+SGST 18% I/P RD
1630 | UPVC ELBOW 90 DEG 200 MM SCH-80 | 1761 | Material | 7017_NOS | 7017_NOS | 1 |  | 15123_PLUMBING UPVC |  |  |  | 636_C+SGST 18% I/P RD
1631 | UPVC ELBOW 45 DEG 15 MM SCH-80 | 1761 | Material | 7017_NOS | 7017_NOS | 1 |  | 15123_PLUMBING UPVC |  |  |  | 636_C+SGST 18% I/P RD
1632 | UPVC ELBOW 45 DEG 20 MM SCH-80 | 1761 | Material | 7017_NOS | 7017_NOS | 1 |  | 15123_PLUMBING UPVC |  |  |  | 636_C+SGST 18% I/P RD
1633 | UPVC ELBOW 45 DEG 25 MM SCH-80 | 1761 | Material | 7017_NOS | 7017_NOS | 1 |  | 15123_PLUMBING UPVC |  |  |  | 636_C+SGST 18% I/P RD
1634 | UPVC ELBOW 45 DEG 32 MM SCH-80 | 1761 | Material | 7017_NOS | 7017_NOS | 1 |  | 15123_PLUMBING UPVC |  |  |  | 636_C+SGST 18% I/P RD
1635 | UPVC ELBOW 45 DEG 40 MM SCH-80 | 1761 | Material | 7017_NOS | 7017_NOS | 1 |  | 15123_PLUMBING UPVC |  |  |  | 636_C+SGST 18% I/P RD
1636 | UPVC ELBOW 45 DEG 50 MM SCH-80 | 1761 | Material | 7017_NOS | 7017_NOS | 1 |  | 15123_PLUMBING UPVC |  |  |  | 636_C+SGST 18% I/P RD
1637 | UPVC ELBOW 45 DEG 65 MM SCH-80 | 1761 | Material | 7017_NOS | 7017_NOS | 1 |  | 15123_PLUMBING UPVC |  |  |  | 636_C+SGST 18% I/P RD
1638 | UPVC ELBOW 45 DEG 80 MM SCH-80 | 1761 | Material | 7017_NOS | 7017_NOS | 1 |  | 15123_PLUMBING UPVC |  |  |  | 636_C+SGST 18% I/P RD
1639 | UPVC ELBOW 45 DEG 100 MM SCH-80 | 1761 | Material | 7017_NOS | 7017_NOS | 1 |  | 15123_PLUMBING UPVC |  |  |  | 636_C+SGST 18% I/P RD
1640 | UPVC ELBOW 45 DEG 150 MM SCH-80 | 1761 | Material | 7017_NOS | 7017_NOS | 1 |  | 15123_PLUMBING UPVC |  |  |  | 636_C+SGST 18% I/P RD
1641 | UPVC ELBOW 45 DEG 200 MM SCH-80 | 1761 | Material | 7017_NOS | 7017_NOS | 1 |  | 15123_PLUMBING UPVC |  |  |  | 636_C+SGST 18% I/P RD
1642 | UPVC ELBOW FEMALE THRD PLASTIC 15 MM SCH-80 | 1761 | Material | 7017_NOS | 7017_NOS | 1 |  | 15123_PLUMBING UPVC |  |  |  | 636_C+SGST 18% I/P RD
1643 | UPVC ELBOW FEMALE THRD PLASTIC 20 MM SCH-80 | 1761 | Material | 7017_NOS | 7017_NOS | 1 |  | 15123_PLUMBING UPVC |  |  |  | 636_C+SGST 18% I/P RD
1644 | UPVC ELBOW FEMALE THRD PLASTIC 25 MM SCH-80 | 1761 | Material | 7017_NOS | 7017_NOS | 1 |  | 15123_PLUMBING UPVC |  |  |  | 636_C+SGST 18% I/P RD
1645 | UPVC ELBOW FEMALE THRD PLASTIC 32 MM SCH-80 | 1761 | Material | 7017_NOS | 7017_NOS | 1 |  | 15123_PLUMBING UPVC |  |  |  | 636_C+SGST 18% I/P RD
1646 | UPVC ELBOW FEMALE THRD PLASTIC 40 MM SCH-80 | 1761 | Material | 7017_NOS | 7017_NOS | 1 |  | 15123_PLUMBING UPVC |  |  |  | 636_C+SGST 18% I/P RD
1647 | UPVC ELBOW FEMALE THRD PLASTIC 50 MM SCH-80 | 1761 | Material | 7017_NOS | 7017_NOS | 1 |  | 15123_PLUMBING UPVC |  |  |  | 636_C+SGST 18% I/P RD
1648 | UPVC ELBOW FEMALE THRD PLASTIC 100 MM SCH-80 | 1761 | Material | 7017_NOS | 7017_NOS | 1 |  | 15123_PLUMBING UPVC |  |  |  | 636_C+SGST 18% I/P RD
1649 | UPVC TEE 15 MM SCH-80 | 1761 | Material | 7017_NOS | 7017_NOS | 1 |  | 15123_PLUMBING UPVC |  |  |  | 636_C+SGST 18% I/P RD
1650 | UPVC TEE 20 MM SCH-80 | 1761 | Material | 7017_NOS | 7017_NOS | 1 |  | 15123_PLUMBING UPVC |  |  |  | 636_C+SGST 18% I/P RD
1651 | UPVC TEE 25 MM SCH-80 | 1761 | Material | 7017_NOS | 7017_NOS | 1 |  | 15123_PLUMBING UPVC |  |  |  | 636_C+SGST 18% I/P RD
1652 | UPVC TEE 32 MM SCH-80 | 1761 | Material | 7017_NOS | 7017_NOS | 1 |  | 15123_PLUMBING UPVC |  |  |  | 636_C+SGST 18% I/P RD
1653 | UPVC TEE 40 MM SCH-80 | 1761 | Material | 7017_NOS | 7017_NOS | 1 |  | 15123_PLUMBING UPVC |  |  |  | 636_C+SGST 18% I/P RD
1654 | UPVC TEE 50 MM SCH-80 | 1761 | Material | 7017_NOS | 7017_NOS | 1 |  | 15123_PLUMBING UPVC |  |  |  | 636_C+SGST 18% I/P RD
1655 | UPVC TEE 65 MM SCH-80 | 1761 | Material | 7017_NOS | 7017_NOS | 1 |  | 15123_PLUMBING UPVC |  |  |  | 636_C+SGST 18% I/P RD
1656 | UPVC TEE 80 MM SCH-80 | 1761 | Material | 7017_NOS | 7017_NOS | 1 |  | 15123_PLUMBING UPVC |  |  |  | 636_C+SGST 18% I/P RD
1657 | UPVC TEE 100 MM SCH-80 | 1761 | Material | 7017_NOS | 7017_NOS | 1 |  | 15123_PLUMBING UPVC |  |  |  | 636_C+SGST 18% I/P RD
1658 | UPVC TEE 150 MM SCH-80 | 1761 | Material | 7017_NOS | 7017_NOS | 1 |  | 15123_PLUMBING UPVC |  |  |  | 636_C+SGST 18% I/P RD
1659 | UPVC TEE 200 MM SCH-80 | 1761 | Material | 7017_NOS | 7017_NOS | 1 |  | 15123_PLUMBING UPVC |  |  |  | 636_C+SGST 18% I/P RD
1660 | UPVC TEE FEMALE THRD PLASTIC 15 MM SCH-80 | 1761 | Material | 7017_NOS | 7017_NOS | 1 |  | 15123_PLUMBING UPVC |  |  |  | 636_C+SGST 18% I/P RD
1661 | UPVC TEE FEMALE THRD PLASTIC 20 MM SCH-80 | 1761 | Material | 7017_NOS | 7017_NOS | 1 |  | 15123_PLUMBING UPVC |  |  |  | 636_C+SGST 18% I/P RD
1662 | UPVC TEE FEMALE THRD PLASTIC 25 MM SCH-80 | 1761 | Material | 7017_NOS | 7017_NOS | 1 |  | 15123_PLUMBING UPVC |  |  |  | 636_C+SGST 18% I/P RD
1663 | UPVC TEE FEMALE THRD PLASTIC 32 MM SCH-80 | 1761 | Material | 7017_NOS | 7017_NOS | 1 |  | 15123_PLUMBING UPVC |  |  |  | 636_C+SGST 18% I/P RD
1664 | UPVC TEE FEMALE THRD PLASTIC 40 MM SCH-80 | 1761 | Material | 7017_NOS | 7017_NOS | 1 |  | 15123_PLUMBING UPVC |  |  |  | 636_C+SGST 18% I/P RD
1665 | UPVC TEE FEMALE THRD PLASTIC 50 MM SCH-80 | 1761 | Material | 7017_NOS | 7017_NOS | 1 |  | 15123_PLUMBING UPVC |  |  |  | 636_C+SGST 18% I/P RD
1666 | UPVC TEE FEMALE THRD PLASTIC 100 MM SCH-80 | 1761 | Material | 7017_NOS | 7017_NOS | 1 |  | 15123_PLUMBING UPVC |  |  |  | 636_C+SGST 18% I/P RD
1667 | UPVC RED. TEE FEMALE THRD PLASTIC 20 x 15 MM SCH-80 | 1761 | Material | 7017_NOS | 7017_NOS | 1 |  | 15123_PLUMBING UPVC |  |  |  | 636_C+SGST 18% I/P RD
1668 | UPVC CROSS TEE 15 MM SCH-80 | 1761 | Material | 7017_NOS | 7017_NOS | 1 |  | 15123_PLUMBING UPVC |  |  |  | 636_C+SGST 18% I/P RD
1669 | UPVC CROSS TEE 20 MM SCH-80 | 1761 | Material | 7017_NOS | 7017_NOS | 1 |  | 15123_PLUMBING UPVC |  |  |  | 636_C+SGST 18% I/P RD
1670 | UPVC CROSS TEE 25 MM SCH-80 | 1761 | Material | 7017_NOS | 7017_NOS | 1 |  | 15123_PLUMBING UPVC |  |  |  | 636_C+SGST 18% I/P RD
1671 | UPVC CROSS TEE 32 MM SCH-80 | 1761 | Material | 7017_NOS | 7017_NOS | 1 |  | 15123_PLUMBING UPVC |  |  |  | 636_C+SGST 18% I/P RD
1672 | UPVC END CAP 15 MM SCH-80 | 1761 | Material | 7017_NOS | 7017_NOS | 1 |  | 15123_PLUMBING UPVC |  |  |  | 636_C+SGST 18% I/P RD
1673 | UPVC END CAP 20 MM SCH-80 | 1761 | Material | 7017_NOS | 7017_NOS | 1 |  | 15123_PLUMBING UPVC |  |  |  | 636_C+SGST 18% I/P RD
1674 | UPVC END CAP 25 MM SCH-80 | 1761 | Material | 7017_NOS | 7017_NOS | 1 |  | 15123_PLUMBING UPVC |  |  |  | 636_C+SGST 18% I/P RD
1675 | UPVC END CAP 32 MM SCH-80 | 1761 | Material | 7017_NOS | 7017_NOS | 1 |  | 15123_PLUMBING UPVC |  |  |  | 636_C+SGST 18% I/P RD
1676 | UPVC END CAP 40 MM SCH-80 | 1761 | Material | 7017_NOS | 7017_NOS | 1 |  | 15123_PLUMBING UPVC |  |  |  | 636_C+SGST 18% I/P RD
1677 | UPVC END CAP 50 MM SCH-80 | 1761 | Material | 7017_NOS | 7017_NOS | 1 |  | 15123_PLUMBING UPVC |  |  |  | 636_C+SGST 18% I/P RD
1678 | UPVC END CAP 65 MM SCH-80 | 1761 | Material | 7017_NOS | 7017_NOS | 1 |  | 15123_PLUMBING UPVC |  |  |  | 636_C+SGST 18% I/P RD
1679 | UPVC END CAP 80 MM SCH-80 | 1761 | Material | 7017_NOS | 7017_NOS | 1 |  | 15123_PLUMBING UPVC |  |  |  | 636_C+SGST 18% I/P RD
1680 | UPVC END CAP 100 MM SCH-80 | 1761 | Material | 7017_NOS | 7017_NOS | 1 |  | 15123_PLUMBING UPVC |  |  |  | 636_C+SGST 18% I/P RD
1681 | UPVC END CAP 150 MM SCH-80 | 1761 | Material | 7017_NOS | 7017_NOS | 1 |  | 15123_PLUMBING UPVC |  |  |  | 636_C+SGST 18% I/P RD
1682 | UPVC END CAP 200 MM SCH-80 | 1761 | Material | 7017_NOS | 7017_NOS | 1 |  | 15123_PLUMBING UPVC |  |  |  | 636_C+SGST 18% I/P RD
1683 | UPVC END CAP THRD 15 MM SCH-80 | 1761 | Material | 7017_NOS | 7017_NOS | 1 |  | 15123_PLUMBING UPVC |  |  |  | 636_C+SGST 18% I/P RD
1684 | UPVC END CAP THRD 20 MM SCH-80 | 1761 | Material | 7017_NOS | 7017_NOS | 1 |  | 15123_PLUMBING UPVC |  |  |  | 636_C+SGST 18% I/P RD
1685 | UPVC END CAP THRD 25 MM SCH-80 | 1761 | Material | 7017_NOS | 7017_NOS | 1 |  | 15123_PLUMBING UPVC |  |  |  | 636_C+SGST 18% I/P RD
1686 | UPVC END CAP THRD 32 MM SCH-80 | 1761 | Material | 7017_NOS | 7017_NOS | 1 |  | 15123_PLUMBING UPVC |  |  |  | 636_C+SGST 18% I/P RD
1687 | UPVC END CAP THRD 40 MM SCH-80 | 1761 | Material | 7017_NOS | 7017_NOS | 1 |  | 15123_PLUMBING UPVC |  |  |  | 636_C+SGST 18% I/P RD
1688 | UPVC END CAP THRD 50 MM SCH-80 | 1761 | Material | 7017_NOS | 7017_NOS | 1 |  | 15123_PLUMBING UPVC |  |  |  | 636_C+SGST 18% I/P RD
1689 | UPVC MTA PLASTIC 15 MM SCH-80 | 1761 | Material | 7017_NOS | 7017_NOS | 1 |  | 15123_PLUMBING UPVC |  |  |  | 636_C+SGST 18% I/P RD
1690 | UPVC MTA PLASTIC 20 MM SCH-80 | 1761 | Material | 7017_NOS | 7017_NOS | 1 |  | 15123_PLUMBING UPVC |  |  |  | 636_C+SGST 18% I/P RD
1691 | UPVC MTA PLASTIC 25 MM SCH-80 | 1761 | Material | 7017_NOS | 7017_NOS | 1 |  | 15123_PLUMBING UPVC |  |  |  | 636_C+SGST 18% I/P RD
1692 | UPVC MTA PLASTIC 32 MM SCH-80 | 1761 | Material | 7017_NOS | 7017_NOS | 1 |  | 15123_PLUMBING UPVC |  |  |  | 636_C+SGST 18% I/P RD
1693 | UPVC MTA PLASTIC 40 MM SCH-80 | 1761 | Material | 7017_NOS | 7017_NOS | 1 |  | 15123_PLUMBING UPVC |  |  |  | 636_C+SGST 18% I/P RD
1694 | UPVC MTA PLASTIC 50 MM SCH-80 | 1761 | Material | 7017_NOS | 7017_NOS | 1 |  | 15123_PLUMBING UPVC |  |  |  | 636_C+SGST 18% I/P RD
1695 | UPVC MTA PLASTIC 65 MM SCH-80 | 1761 | Material | 7017_NOS | 7017_NOS | 1 |  | 15123_PLUMBING UPVC |  |  |  | 636_C+SGST 18% I/P RD
1696 | UPVC MTA PLASTIC 80 MM SCH-80 | 1761 | Material | 7017_NOS | 7017_NOS | 1 |  | 15123_PLUMBING UPVC |  |  |  | 636_C+SGST 18% I/P RD
1697 | UPVC MTA PLASTIC 100 MM SCH-80 | 1761 | Material | 7017_NOS | 7017_NOS | 1 |  | 15123_PLUMBING UPVC |  |  |  | 636_C+SGST 18% I/P RD
1698 | UPVC FTA PLASTIC 15 MM SCH-80 | 1761 | Material | 7017_NOS | 7017_NOS | 1 |  | 15123_PLUMBING UPVC |  |  |  | 636_C+SGST 18% I/P RD
1699 | UPVC FTA PLASTIC 20 MM SCH-80 | 1761 | Material | 7017_NOS | 7017_NOS | 1 |  | 15123_PLUMBING UPVC |  |  |  | 636_C+SGST 18% I/P RD
1700 | UPVC FTA PLASTIC 25 MM SCH-80 | 1761 | Material | 7017_NOS | 7017_NOS | 1 |  | 15123_PLUMBING UPVC |  |  |  | 636_C+SGST 18% I/P RD
1701 | UPVC FTA PLASTIC 32 MM SCH-80 | 1761 | Material | 7017_NOS | 7017_NOS | 1 |  | 15123_PLUMBING UPVC |  |  |  | 636_C+SGST 18% I/P RD
1702 | UPVC FTA PLASTIC 40 MM SCH-80 | 1761 | Material | 7017_NOS | 7017_NOS | 1 |  | 15123_PLUMBING UPVC |  |  |  | 636_C+SGST 18% I/P RD
1703 | UPVC FTA PLASTIC 50 MM SCH-80 | 1761 | Material | 7017_NOS | 7017_NOS | 1 |  | 15123_PLUMBING UPVC |  |  |  | 636_C+SGST 18% I/P RD
1704 | UPVC FTA PLASTIC 65 MM SCH-80 | 1761 | Material | 7017_NOS | 7017_NOS | 1 |  | 15123_PLUMBING UPVC |  |  |  | 636_C+SGST 18% I/P RD
1705 | UPVC FTA PLASTIC 80 MM SCH-80 | 1761 | Material | 7017_NOS | 7017_NOS | 1 |  | 15123_PLUMBING UPVC |  |  |  | 636_C+SGST 18% I/P RD
1706 | UPVC FTA PLASTIC 100 MM SCH-80 | 1761 | Material | 7017_NOS | 7017_NOS | 1 |  | 15123_PLUMBING UPVC |  |  |  | 636_C+SGST 18% I/P RD
1707 | UPVC UNION 15 MM SCH-80 | 1761 | Material | 7017_NOS | 7017_NOS | 1 |  | 15123_PLUMBING UPVC |  |  |  | 636_C+SGST 18% I/P RD
1708 | UPVC UNION 20 MM SCH-80 | 1761 | Material | 7017_NOS | 7017_NOS | 1 |  | 15123_PLUMBING UPVC |  |  |  | 636_C+SGST 18% I/P RD
1709 | UPVC UNION 25 MM SCH-80 | 1761 | Material | 7017_NOS | 7017_NOS | 1 |  | 15123_PLUMBING UPVC |  |  |  | 636_C+SGST 18% I/P RD
1710 | UPVC UNION 34 MM SCH-80 | 1761 | Material | 7017_NOS | 7017_NOS | 1 |  | 15123_PLUMBING UPVC |  |  |  | 636_C+SGST 18% I/P RD
1711 | UPVC UNION 40 MM SCH-80 | 1761 | Material | 7017_NOS | 7017_NOS | 1 |  | 15123_PLUMBING UPVC |  |  |  | 636_C+SGST 18% I/P RD
1712 | UPVC UNION 50 MM SCH-80 | 1761 | Material | 7017_NOS | 7017_NOS | 1 |  | 15123_PLUMBING UPVC |  |  |  | 636_C+SGST 18% I/P RD
1713 | UPVC UNION 65 MM SCH-80 | 1761 | Material | 7017_NOS | 7017_NOS | 1 |  | 15123_PLUMBING UPVC |  |  |  | 636_C+SGST 18% I/P RD
1714 | UPVC UNION 80 MM SCH-80 | 1761 | Material | 7017_NOS | 7017_NOS | 1 |  | 15123_PLUMBING UPVC |  |  |  | 636_C+SGST 18% I/P RD
1715 | UPVC UNION 100 MM SCH-80 | 1761 | Material | 7017_NOS | 7017_NOS | 1 |  | 15123_PLUMBING UPVC |  |  |  | 636_C+SGST 18% I/P RD
1716 | UPVC UNION THRD 20 MM SCH-80 | 1761 | Material | 7017_NOS | 7017_NOS | 1 |  | 15123_PLUMBING UPVC |  |  |  | 636_C+SGST 18% I/P RD
1717 | UPVC UNION THRD 25 MM SCH-80 | 1761 | Material | 7017_NOS | 7017_NOS | 1 |  | 15123_PLUMBING UPVC |  |  |  | 636_C+SGST 18% I/P RD
1718 | UPVC UNION THRD 32 MM SCH-80 | 1761 | Material | 7017_NOS | 7017_NOS | 1 |  | 15123_PLUMBING UPVC |  |  |  | 636_C+SGST 18% I/P RD
1719 | UPVC BRASS ELBOW 90 DEG 15 X 15 MM SCH-80 | 1761 | Material | 7017_NOS | 7017_NOS | 1 |  | 15123_PLUMBING UPVC |  |  |  | 636_C+SGST 18% I/P RD
1720 | UPVC BRASS ELBOW 90 DEG 20 X 15 MM SCH-80 | 1761 | Material | 7017_NOS | 7017_NOS | 1 |  | 15123_PLUMBING UPVC |  |  |  | 636_C+SGST 18% I/P RD
1721 | UPVC BRASS ELBOW 90 DEG 20 X 20 MM SCH-80 | 1761 | Material | 7017_NOS | 7017_NOS | 1 |  | 15123_PLUMBING UPVC |  |  |  | 636_C+SGST 18% I/P RD
1722 | UPVC BRASS ELBOW 90 DEG 25 X 15 MM SCH-80 | 1761 | Material | 7017_NOS | 7017_NOS | 1 |  | 15123_PLUMBING UPVC |  |  |  | 636_C+SGST 18% I/P RD
1723 | UPVC BRASS ELBOW 90 DEG 25 X 20 MM SCH-80 | 1761 | Material | 7017_NOS | 7017_NOS | 1 |  | 15123_PLUMBING UPVC |  |  |  | 636_C+SGST 18% I/P RD
1724 | UPVC BRASS ELBOW 90 DEG 25 X 25 MM SCH-80 | 1761 | Material | 7017_NOS | 7017_NOS | 1 |  | 15123_PLUMBING UPVC |  |  |  | 636_C+SGST 18% I/P RD
1725 | UPVC BRASS ELBOW 90 DEG 32 X 32 MM SCH-80 | 1761 | Material | 7017_NOS | 7017_NOS | 1 |  | 15123_PLUMBING UPVC |  |  |  | 636_C+SGST 18% I/P RD
1726 | UPVC BRASS REDUCING ELBOW 20 X 15 MM SCH-80 | 1761 | Material | 7017_NOS | 7017_NOS | 1 |  | 15123_PLUMBING UPVC |  |  |  | 636_C+SGST 18% I/P RD
1727 | UPVC BRASS REDUCING ELBOW 25 X 15 MM SCH-80 | 1761 | Material | 7017_NOS | 7017_NOS | 1 |  | 15123_PLUMBING UPVC |  |  |  | 636_C+SGST 18% I/P RD
1728 | UPVC BRASS REDUCING ELBOW 25 X 20 MM SCH-80 | 1761 | Material | 7017_NOS | 7017_NOS | 1 |  | 15123_PLUMBING UPVC |  |  |  | 636_C+SGST 18% I/P RD
1729 | UPVC BRASS TEE 15 X 15 X 15 MM SCH-80 | 1761 | Material | 7017_NOS | 7017_NOS | 1 |  | 15123_PLUMBING UPVC |  |  |  | 636_C+SGST 18% I/P RD
1730 | UPVC BRASS TEE 20 X 20 X 20 MM SCH-80 | 1761 | Material | 7017_NOS | 7017_NOS | 1 |  | 15123_PLUMBING UPVC |  |  |  | 636_C+SGST 18% I/P RD
1731 | UPVC BRASS TEE 25 X 25 X 25 MM SCH-80 | 1761 | Material | 7017_NOS | 7017_NOS | 1 |  | 15123_PLUMBING UPVC |  |  |  | 636_C+SGST 18% I/P RD
1732 | UPVC BRASS REDUCING TEE 20 X 20 X 15 MM SCH-80 | 1761 | Material | 7017_NOS | 7017_NOS | 1 |  | 15123_PLUMBING UPVC |  |  |  | 636_C+SGST 18% I/P RD
1733 | UPVC BRASS REDUCING TEE 25 X 25 X 15 MM SCH-80 | 1761 | Material | 7017_NOS | 7017_NOS | 1 |  | 15123_PLUMBING UPVC |  |  |  | 636_C+SGST 18% I/P RD
1734 | UPVC BRASS REDUCING TEE 25 X 25 X 20 MM SCH-80 | 1761 | Material | 7017_NOS | 7017_NOS | 1 |  | 15123_PLUMBING UPVC |  |  |  | 636_C+SGST 18% I/P RD
1735 | UPVC BRASS REDUCING TEE 32 X 32 X 15 MM SCH-80 | 1761 | Material | 7017_NOS | 7017_NOS | 1 |  | 15123_PLUMBING UPVC |  |  |  | 636_C+SGST 18% I/P RD
1736 | UPVC BRASS REDUCING TEE 32 X 32 X 20 MM SCH-80 | 1761 | Material | 7017_NOS | 7017_NOS | 1 |  | 15123_PLUMBING UPVC |  |  |  | 636_C+SGST 18% I/P RD
1737 | UPVC BRASS REDUCING TEE 40 X 40 X 20 MM SCH-80 | 1761 | Material | 7017_NOS | 7017_NOS | 1 |  | 15123_PLUMBING UPVC |  |  |  | 636_C+SGST 18% I/P RD
1738 | UPVC BRASS MTA 15 MM SCH-80 | 1761 | Material | 7017_NOS | 7017_NOS | 1 |  | 15123_PLUMBING UPVC |  |  |  | 636_C+SGST 18% I/P RD
1739 | UPVC BRASS MTA 20 MM SCH-80 | 1761 | Material | 7017_NOS | 7017_NOS | 1 |  | 15123_PLUMBING UPVC |  |  |  | 636_C+SGST 18% I/P RD
1740 | UPVC BRASS MTA 25 MM SCH-80 | 1761 | Material | 7017_NOS | 7017_NOS | 1 |  | 15123_PLUMBING UPVC |  |  |  | 636_C+SGST 18% I/P RD
1741 | UPVC BRASS MTA 32 MM SCH-80 | 1761 | Material | 7017_NOS | 7017_NOS | 1 |  | 15123_PLUMBING UPVC |  |  |  | 636_C+SGST 18% I/P RD
1742 | UPVC BRASS MTA 40 MM SCH-80 | 1761 | Material | 7017_NOS | 7017_NOS | 1 |  | 15123_PLUMBING UPVC |  |  |  | 636_C+SGST 18% I/P RD
1743 | UPVC BRASS MTA 50 MM SCH-80 | 1761 | Material | 7017_NOS | 7017_NOS | 1 |  | 15123_PLUMBING UPVC |  |  |  | 636_C+SGST 18% I/P RD
1744 | UPVC BRASS MTA 65 MM SCH-80 | 1761 | Material | 7017_NOS | 7017_NOS | 1 |  | 15123_PLUMBING UPVC |  |  |  | 636_C+SGST 18% I/P RD
1745 | UPVC BRASS MTA 80 MM SCH-80 | 1761 | Material | 7017_NOS | 7017_NOS | 1 |  | 15123_PLUMBING UPVC |  |  |  | 636_C+SGST 18% I/P RD
1746 | UPVC BRASS MTA 100 MM SCH-80 | 1761 | Material | 7017_NOS | 7017_NOS | 1 |  | 15123_PLUMBING UPVC |  |  |  | 636_C+SGST 18% I/P RD
1747 | UPVC BRASS MTA 20 X 15 MM SCH-80 | 1761 | Material | 7017_NOS | 7017_NOS | 1 |  | 15123_PLUMBING UPVC |  |  |  | 636_C+SGST 18% I/P RD
1748 | UPVC BRASS MTA 25 X 15 MM SCH-80 | 1761 | Material | 7017_NOS | 7017_NOS | 1 |  | 15123_PLUMBING UPVC |  |  |  | 636_C+SGST 18% I/P RD
1749 | UPVC BRASS MTA 25 X 20 MM SCH-80 | 1761 | Material | 7017_NOS | 7017_NOS | 1 |  | 15123_PLUMBING UPVC |  |  |  | 636_C+SGST 18% I/P RD
1750 | UPVC BRASS MTA 32 X 25 MM SCH-80 | 1761 | Material | 7017_NOS | 7017_NOS | 1 |  | 15123_PLUMBING UPVC |  |  |  | 636_C+SGST 18% I/P RD
1751 | UPVC BRASS MTA 40 X 32 MM SCH-80 | 1761 | Material | 7017_NOS | 7017_NOS | 1 |  | 15123_PLUMBING UPVC |  |  |  | 636_C+SGST 18% I/P RD
1752 | UPVC BRASS FTA 15 MM SCH-80 | 1761 | Material | 7017_NOS | 7017_NOS | 1 |  | 15123_PLUMBING UPVC |  |  |  | 636_C+SGST 18% I/P RD
1753 | UPVC BRASS FTA 20 MM SCH-80 | 1761 | Material | 7017_NOS | 7017_NOS | 1 |  | 15123_PLUMBING UPVC |  |  |  | 636_C+SGST 18% I/P RD
1754 | UPVC BRASS FTA 25 MM SCH-80 | 1761 | Material | 7017_NOS | 7017_NOS | 1 |  | 15123_PLUMBING UPVC |  |  |  | 636_C+SGST 18% I/P RD
1755 | UPVC BRASS FTA 34 MM SCH-80 | 1761 | Material | 7017_NOS | 7017_NOS | 1 |  | 15123_PLUMBING UPVC |  |  |  | 636_C+SGST 18% I/P RD
1756 | UPVC BRASS FTA 40 MM SCH-80 | 1761 | Material | 7017_NOS | 7017_NOS | 1 |  | 15123_PLUMBING UPVC |  |  |  | 636_C+SGST 18% I/P RD
1757 | UPVC BRASS FTA 50 MM SCH-80 | 1761 | Material | 7017_NOS | 7017_NOS | 1 |  | 15123_PLUMBING UPVC |  |  |  | 636_C+SGST 18% I/P RD
1758 | UPVC BRASS FTA 65 MM SCH-80 | 1761 | Material | 7017_NOS | 7017_NOS | 1 |  | 15123_PLUMBING UPVC |  |  |  | 636_C+SGST 18% I/P RD
1759 | UPVC BRASS FTA 80 MM SCH-80 | 1761 | Material | 7017_NOS | 7017_NOS | 1 |  | 15123_PLUMBING UPVC |  |  |  | 636_C+SGST 18% I/P RD
1760 | UPVC BRASS FTA 20 X 15 MM SCH-80 | 1761 | Material | 7017_NOS | 7017_NOS | 1 |  | 15123_PLUMBING UPVC |  |  |  | 636_C+SGST 18% I/P RD
1761 | UPVC BRASS FTA 25 X 15 MM SCH-80 | 1761 | Material | 7017_NOS | 7017_NOS | 1 |  | 15123_PLUMBING UPVC |  |  |  | 636_C+SGST 18% I/P RD
1762 | UPVC BRASS FTA 25 X 20 MM SCH-80 | 1761 | Material | 7017_NOS | 7017_NOS | 1 |  | 15123_PLUMBING UPVC |  |  |  | 636_C+SGST 18% I/P RD
1763 | UPVC BRASS FTA 32 X 25 MM SCH-80 | 1761 | Material | 7017_NOS | 7017_NOS | 1 |  | 15123_PLUMBING UPVC |  |  |  | 636_C+SGST 18% I/P RD
1764 | UPVC BRASS FTA 40 X 32 MM SCH-80 | 1761 | Material | 7017_NOS | 7017_NOS | 1 |  | 15123_PLUMBING UPVC |  |  |  | 636_C+SGST 18% I/P RD
1765 | UPVC REDUCING SOCKET 20 X 15 MM SCH-80 | 1761 | Material | 7017_NOS | 7017_NOS | 1 |  | 15123_PLUMBING UPVC |  |  |  | 636_C+SGST 18% I/P RD
1766 | UPVC REDUCING SOCKET 25 X 15 MM SCH-80 | 1761 | Material | 7017_NOS | 7017_NOS | 1 |  | 15123_PLUMBING UPVC |  |  |  | 636_C+SGST 18% I/P RD
1767 | UPVC REDUCING SOCKET 25 X 20 MM SCH-80 | 1761 | Material | 7017_NOS | 7017_NOS | 1 |  | 15123_PLUMBING UPVC |  |  |  | 636_C+SGST 18% I/P RD
1768 | UPVC REDUCING SOCKET 32 X 15 MM SCH-80 | 1761 | Material | 7017_NOS | 7017_NOS | 1 |  | 15123_PLUMBING UPVC |  |  |  | 636_C+SGST 18% I/P RD
1769 | UPVC REDUCING SOCKET 32 X 20 MM SCH-80 | 1761 | Material | 7017_NOS | 7017_NOS | 1 |  | 15123_PLUMBING UPVC |  |  |  | 636_C+SGST 18% I/P RD
1770 | UPVC REDUCING SOCKET 32 X 25 MM SCH-80 | 1761 | Material | 7017_NOS | 7017_NOS | 1 |  | 15123_PLUMBING UPVC |  |  |  | 636_C+SGST 18% I/P RD
1771 | UPVC REDUCING SOCKET 40 X 15 MM SCH-80 | 1761 | Material | 7017_NOS | 7017_NOS | 1 |  | 15123_PLUMBING UPVC |  |  |  | 636_C+SGST 18% I/P RD
1772 | UPVC REDUCING SOCKET 40 X 20 MM SCH-80 | 1761 | Material | 7017_NOS | 7017_NOS | 1 |  | 15123_PLUMBING UPVC |  |  |  | 636_C+SGST 18% I/P RD
1773 | UPVC REDUCING SOCKET 40 X 25 MM SCH-80 | 1761 | Material | 7017_NOS | 7017_NOS | 1 |  | 15123_PLUMBING UPVC |  |  |  | 636_C+SGST 18% I/P RD
1774 | UPVC REDUCING SOCKET 40 X 32 MM SCH-80 | 1761 | Material | 7017_NOS | 7017_NOS | 1 |  | 15123_PLUMBING UPVC |  |  |  | 636_C+SGST 18% I/P RD
1775 | UPVC REDUCING SOCKET 50 X 15 MM SCH-80 | 1761 | Material | 7017_NOS | 7017_NOS | 1 |  | 15123_PLUMBING UPVC |  |  |  | 636_C+SGST 18% I/P RD
1776 | UPVC REDUCING SOCKET 50 X 20 MM SCH-80 | 1761 | Material | 7017_NOS | 7017_NOS | 1 |  | 15123_PLUMBING UPVC |  |  |  | 636_C+SGST 18% I/P RD
1777 | UPVC REDUCING SOCKET 50 X 25 MM SCH-80 | 1761 | Material | 7017_NOS | 7017_NOS | 1 |  | 15123_PLUMBING UPVC |  |  |  | 636_C+SGST 18% I/P RD
1778 | UPVC REDUCING SOCKET 50 X 32 MM SCH-80 | 1761 | Material | 7017_NOS | 7017_NOS | 1 |  | 15123_PLUMBING UPVC |  |  |  | 636_C+SGST 18% I/P RD
1779 | UPVC REDUCING SOCKET 50 X 40 MM SCH-80 | 1761 | Material | 7017_NOS | 7017_NOS | 1 |  | 15123_PLUMBING UPVC |  |  |  | 636_C+SGST 18% I/P RD
1780 | UPVC REDUCING SOCKET 65 X 15 MM SCH-80 | 1761 | Material | 7017_NOS | 7017_NOS | 1 |  | 15123_PLUMBING UPVC |  |  |  | 636_C+SGST 18% I/P RD
1781 | UPVC REDUCING SOCKET 65 X 20 MM SCH-80 | 1761 | Material | 7017_NOS | 7017_NOS | 1 |  | 15123_PLUMBING UPVC |  |  |  | 636_C+SGST 18% I/P RD
1782 | UPVC REDUCING SOCKET 65 X 25 MM SCH-80 | 1761 | Material | 7017_NOS | 7017_NOS | 1 |  | 15123_PLUMBING UPVC |  |  |  | 636_C+SGST 18% I/P RD
1783 | UPVC REDUCING SOCKET 65 X 32 MM SCH-80 | 1761 | Material | 7017_NOS | 7017_NOS | 1 |  | 15123_PLUMBING UPVC |  |  |  | 636_C+SGST 18% I/P RD
1784 | UPVC REDUCING SOCKET 65 X 40 MM SCH-80 | 1761 | Material | 7017_NOS | 7017_NOS | 1 |  | 15123_PLUMBING UPVC |  |  |  | 636_C+SGST 18% I/P RD
1785 | UPVC REDUCING SOCKET 65 X 50 MM SCH-80 | 1761 | Material | 7017_NOS | 7017_NOS | 1 |  | 15123_PLUMBING UPVC |  |  |  | 636_C+SGST 18% I/P RD
1786 | UPVC REDUCING SOCKET 80 X 15 MM SCH-80 | 1761 | Material | 7017_NOS | 7017_NOS | 1 |  | 15123_PLUMBING UPVC |  |  |  | 636_C+SGST 18% I/P RD
1787 | UPVC REDUCING SOCKET 80 X 20 MM SCH-80 | 1761 | Material | 7017_NOS | 7017_NOS | 1 |  | 15123_PLUMBING UPVC |  |  |  | 636_C+SGST 18% I/P RD
1788 | UPVC REDUCING SOCKET 80 X 25 MM SCH-80 | 1761 | Material | 7017_NOS | 7017_NOS | 1 |  | 15123_PLUMBING UPVC |  |  |  | 636_C+SGST 18% I/P RD
1789 | UPVC REDUCING SOCKET 80 X 32 MM SCH-80 | 1761 | Material | 7017_NOS | 7017_NOS | 1 |  | 15123_PLUMBING UPVC |  |  |  | 636_C+SGST 18% I/P RD
1790 | UPVC REDUCING SOCKET 80 X 40 MM SCH-80 | 1761 | Material | 7017_NOS | 7017_NOS | 1 |  | 15123_PLUMBING UPVC |  |  |  | 636_C+SGST 18% I/P RD
1791 | UPVC REDUCING SOCKET 80 X 50 MM SCH-80 | 1761 | Material | 7017_NOS | 7017_NOS | 1 |  | 15123_PLUMBING UPVC |  |  |  | 636_C+SGST 18% I/P RD
1792 | UPVC REDUCING SOCKET 80 X 65 MM SCH-80 | 1761 | Material | 7017_NOS | 7017_NOS | 1 |  | 15123_PLUMBING UPVC |  |  |  | 636_C+SGST 18% I/P RD
1793 | UPVC REDUCING SOCKET 100 X 15 MM SCH-80 | 1761 | Material | 7017_NOS | 7017_NOS | 1 |  | 15123_PLUMBING UPVC |  |  |  | 636_C+SGST 18% I/P RD
1794 | UPVC REDUCING SOCKET 100 X 20 MM SCH-80 | 1761 | Material | 7017_NOS | 7017_NOS | 1 |  | 15123_PLUMBING UPVC |  |  |  | 636_C+SGST 18% I/P RD
1795 | UPVC REDUCING SOCKET 100 X 25 MM SCH-80 | 1761 | Material | 7017_NOS | 7017_NOS | 1 |  | 15123_PLUMBING UPVC |  |  |  | 636_C+SGST 18% I/P RD
1796 | UPVC REDUCING SOCKET 100 X 32 MM SCH-80 | 1761 | Material | 7017_NOS | 7017_NOS | 1 |  | 15123_PLUMBING UPVC |  |  |  | 636_C+SGST 18% I/P RD
1797 | UPVC REDUCING SOCKET 100 X 40 MM SCH-80 | 1761 | Material | 7017_NOS | 7017_NOS | 1 |  | 15123_PLUMBING UPVC |  |  |  | 636_C+SGST 18% I/P RD
1798 | UPVC REDUCING SOCKET 100 X 50 MM SCH-80 | 1761 | Material | 7017_NOS | 7017_NOS | 1 |  | 15123_PLUMBING UPVC |  |  |  | 636_C+SGST 18% I/P RD
1799 | UPVC REDUCING SOCKET 100 X 65 MM SCH-80 | 1761 | Material | 7017_NOS | 7017_NOS | 1 |  | 15123_PLUMBING UPVC |  |  |  | 636_C+SGST 18% I/P RD
1800 | UPVC REDUCING SOCKET 100 X 80 MM SCH-80 | 1761 | Material | 7017_NOS | 7017_NOS | 1 |  | 15123_PLUMBING UPVC |  |  |  | 636_C+SGST 18% I/P RD
1801 | UPVC REDUCING SOCKET 150 X 100 MM SCH-80 | 1761 | Material | 7017_NOS | 7017_NOS | 1 |  | 15123_PLUMBING UPVC |  |  |  | 636_C+SGST 18% I/P RD
1802 | UPVC REDUCING SOCKET 200 X 150 MM SCH-80 | 1761 | Material | 7017_NOS | 7017_NOS | 1 |  | 15123_PLUMBING UPVC |  |  |  | 636_C+SGST 18% I/P RD
1803 | UPVC REDUCING BUSH 20 X 15 MM SCH-80 | 1761 | Material | 7017_NOS | 7017_NOS | 1 |  | 15123_PLUMBING UPVC |  |  |  | 636_C+SGST 18% I/P RD
1804 | UPVC REDUCING BUSH 25 X 15 MM SCH-80 | 1761 | Material | 7017_NOS | 7017_NOS | 1 |  | 15123_PLUMBING UPVC |  |  |  | 636_C+SGST 18% I/P RD
1805 | UPVC REDUCING BUSH 25 X 20 MM SCH-80 | 1761 | Material | 7017_NOS | 7017_NOS | 1 |  | 15123_PLUMBING UPVC |  |  |  | 636_C+SGST 18% I/P RD
1806 | UPVC REDUCING BUSH 32 X 15 MM SCH-80 | 1761 | Material | 7017_NOS | 7017_NOS | 1 |  | 15123_PLUMBING UPVC |  |  |  | 636_C+SGST 18% I/P RD
1807 | UPVC REDUCING BUSH 32 X 20 MM SCH-80 | 1761 | Material | 7017_NOS | 7017_NOS | 1 |  | 15123_PLUMBING UPVC |  |  |  | 636_C+SGST 18% I/P RD
1808 | UPVC REDUCING BUSH 32 X 25 MM SCH-80 | 1761 | Material | 7017_NOS | 7017_NOS | 1 |  | 15123_PLUMBING UPVC |  |  |  | 636_C+SGST 18% I/P RD
1809 | UPVC REDUCING BUSH 40 X 15 MM SCH-80 | 1761 | Material | 7017_NOS | 7017_NOS | 1 |  | 15123_PLUMBING UPVC |  |  |  | 636_C+SGST 18% I/P RD
1810 | UPVC REDUCING BUSH 40 X 20 MM SCH-80 | 1761 | Material | 7017_NOS | 7017_NOS | 1 |  | 15123_PLUMBING UPVC |  |  |  | 636_C+SGST 18% I/P RD
1811 | UPVC REDUCING BUSH 40 X 25 MM SCH-80 | 1761 | Material | 7017_NOS | 7017_NOS | 1 |  | 15123_PLUMBING UPVC |  |  |  | 636_C+SGST 18% I/P RD
1812 | UPVC REDUCING BUSH 40 X 32 MM SCH-80 | 1761 | Material | 7017_NOS | 7017_NOS | 1 |  | 15123_PLUMBING UPVC |  |  |  | 636_C+SGST 18% I/P RD
1813 | UPVC REDUCING BUSH 50 X 15 MM SCH-80 | 1761 | Material | 7017_NOS | 7017_NOS | 1 |  | 15123_PLUMBING UPVC |  |  |  | 636_C+SGST 18% I/P RD
1814 | UPVC REDUCING BUSH 50 X 20 MM SCH-80 | 1761 | Material | 7017_NOS | 7017_NOS | 1 |  | 15123_PLUMBING UPVC |  |  |  | 636_C+SGST 18% I/P RD
1815 | UPVC REDUCING BUSH 50 X 25 MM SCH-80 | 1761 | Material | 7017_NOS | 7017_NOS | 1 |  | 15123_PLUMBING UPVC |  |  |  | 636_C+SGST 18% I/P RD
1816 | UPVC REDUCING BUSH 50 X 32 MM SCH-80 | 1761 | Material | 7017_NOS | 7017_NOS | 1 |  | 15123_PLUMBING UPVC |  |  |  | 636_C+SGST 18% I/P RD
1817 | UPVC REDUCING BUSH 50 X 40 MM SCH-80 | 1761 | Material | 7017_NOS | 7017_NOS | 1 |  | 15123_PLUMBING UPVC |  |  |  | 636_C+SGST 18% I/P RD
1818 | UPVC REDUCING BUSH 65 X 25 MM SCH-80 | 1761 | Material | 7017_NOS | 7017_NOS | 1 |  | 15123_PLUMBING UPVC |  |  |  | 636_C+SGST 18% I/P RD
1819 | UPVC REDUCING BUSH 65 X 32 MM SCH-80 | 1761 | Material | 7017_NOS | 7017_NOS | 1 |  | 15123_PLUMBING UPVC |  |  |  | 636_C+SGST 18% I/P RD
1820 | UPVC REDUCING BUSH 65 X 40 MM SCH-80 | 1761 | Material | 7017_NOS | 7017_NOS | 1 |  | 15123_PLUMBING UPVC |  |  |  | 636_C+SGST 18% I/P RD
1821 | UPVC REDUCING BUSH 65 X 50 MM SCH-80 | 1761 | Material | 7017_NOS | 7017_NOS | 1 |  | 15123_PLUMBING UPVC |  |  |  | 636_C+SGST 18% I/P RD
1822 | UPVC REDUCING BUSH 80 X 40 MM SCH-80 | 1761 | Material | 7017_NOS | 7017_NOS | 1 |  | 15123_PLUMBING UPVC |  |  |  | 636_C+SGST 18% I/P RD
1823 | UPVC REDUCING BUSH 80 X 50 MM SCH-80 | 1761 | Material | 7017_NOS | 7017_NOS | 1 |  | 15123_PLUMBING UPVC |  |  |  | 636_C+SGST 18% I/P RD
1824 | UPVC REDUCING BUSH 80 X 65 MM SCH-80 | 1761 | Material | 7017_NOS | 7017_NOS | 1 |  | 15123_PLUMBING UPVC |  |  |  | 636_C+SGST 18% I/P RD
1825 | UPVC REDUCING BUSH 100 X 50 MM SCH-80 | 1761 | Material | 7017_NOS | 7017_NOS | 1 |  | 15123_PLUMBING UPVC |  |  |  | 636_C+SGST 18% I/P RD
1826 | UPVC REDUCING BUSH 100 X 65 MM SCH-80 | 1761 | Material | 7017_NOS | 7017_NOS | 1 |  | 15123_PLUMBING UPVC |  |  |  | 636_C+SGST 18% I/P RD
1827 | UPVC REDUCING BUSH 100 X 80 MM SCH-80 | 1761 | Material | 7017_NOS | 7017_NOS | 1 |  | 15123_PLUMBING UPVC |  |  |  | 636_C+SGST 18% I/P RD
1828 | UPVC REDUCING BUSH 150 X 100 MM SCH-80 | 1761 | Material | 7017_NOS | 7017_NOS | 1 |  | 15123_PLUMBING UPVC |  |  |  | 636_C+SGST 18% I/P RD
1829 | UPVC REDUCING BUSH 200 X 150 MM SCH-80 | 1761 | Material | 7017_NOS | 7017_NOS | 1 |  | 15123_PLUMBING UPVC |  |  |  | 636_C+SGST 18% I/P RD
1830 | UPVC REDUCING THRD BUSH 20 X 15 MM SCH-80 | 1761 | Material | 7017_NOS | 7017_NOS | 1 |  | 15123_PLUMBING UPVC |  |  |  | 636_C+SGST 18% I/P RD
1831 | UPVC REDUCING THRD BUSH 25 X 15 MM SCH-80 | 1761 | Material | 7017_NOS | 7017_NOS | 1 |  | 15123_PLUMBING UPVC |  |  |  | 636_C+SGST 18% I/P RD
1832 | UPVC REDUCING THRD BUSH 25 X 20 MM SCH-80 | 1761 | Material | 7017_NOS | 7017_NOS | 1 |  | 15123_PLUMBING UPVC |  |  |  | 636_C+SGST 18% I/P RD
1833 | UPVC REDUCING ELBOW 20 X 15 MM SCH-80 | 1761 | Material | 7017_NOS | 7017_NOS | 1 |  | 15123_PLUMBING UPVC |  |  |  | 636_C+SGST 18% I/P RD
1834 | UPVC REDUCING ELBOW 25 X 15 MM SCH-80 | 1761 | Material | 7017_NOS | 7017_NOS | 1 |  | 15123_PLUMBING UPVC |  |  |  | 636_C+SGST 18% I/P RD
1835 | UPVC REDUCING ELBOW 25 X 20 MM SCH-80 | 1761 | Material | 7017_NOS | 7017_NOS | 1 |  | 15123_PLUMBING UPVC |  |  |  | 636_C+SGST 18% I/P RD
1836 | UPVC REDUCING ELBOW 32 X 15 MM SCH-80 | 1761 | Material | 7017_NOS | 7017_NOS | 1 |  | 15123_PLUMBING UPVC |  |  |  | 636_C+SGST 18% I/P RD
1837 | UPVC REDUCING ELBOW 32 X 25 MM SCH-80 | 1761 | Material | 7017_NOS | 7017_NOS | 1 |  | 15123_PLUMBING UPVC |  |  |  | 636_C+SGST 18% I/P RD
1838 | UPVC REDUCING ELBOW 40 X 25 MM SCH-80 | 1761 | Material | 7017_NOS | 7017_NOS | 1 |  | 15123_PLUMBING UPVC |  |  |  | 636_C+SGST 18% I/P RD
1839 | UPVC REDUCING ELBOW 50 X 40 MM SCH-80 | 1761 | Material | 7017_NOS | 7017_NOS | 1 |  | 15123_PLUMBING UPVC |  |  |  | 636_C+SGST 18% I/P RD
1840 | UPVC REDUCING TEE 20 X 15 MM SCH-80 | 1761 | Material | 7017_NOS | 7017_NOS | 1 |  | 15123_PLUMBING UPVC |  |  |  | 636_C+SGST 18% I/P RD
1841 | UPVC REDUCING TEE 25 X 15 MM SCH-80 | 1761 | Material | 7017_NOS | 7017_NOS | 1 |  | 15123_PLUMBING UPVC |  |  |  | 636_C+SGST 18% I/P RD
1842 | UPVC REDUCING TEE 25 X 20 MM SCH-80 | 1761 | Material | 7017_NOS | 7017_NOS | 1 |  | 15123_PLUMBING UPVC |  |  |  | 636_C+SGST 18% I/P RD
1843 | UPVC REDUCING TEE 32 X 15 MM SCH-80 | 1761 | Material | 7017_NOS | 7017_NOS | 1 |  | 15123_PLUMBING UPVC |  |  |  | 636_C+SGST 18% I/P RD
1844 | UPVC REDUCING TEE 32 X 20 MM SCH-80 | 1761 | Material | 7017_NOS | 7017_NOS | 1 |  | 15123_PLUMBING UPVC |  |  |  | 636_C+SGST 18% I/P RD
1845 | UPVC REDUCING TEE 32 X 25 MM SCH-80 | 1761 | Material | 7017_NOS | 7017_NOS | 1 |  | 15123_PLUMBING UPVC |  |  |  | 636_C+SGST 18% I/P RD
1846 | UPVC REDUCING TEE 40 X 15 MM SCH-80 | 1761 | Material | 7017_NOS | 7017_NOS | 1 |  | 15123_PLUMBING UPVC |  |  |  | 636_C+SGST 18% I/P RD
1847 | UPVC REDUCING TEE 40 X 20 MM SCH-80 | 1761 | Material | 7017_NOS | 7017_NOS | 1 |  | 15123_PLUMBING UPVC |  |  |  | 636_C+SGST 18% I/P RD
1848 | UPVC REDUCING TEE 40 X 25 MM SCH-80 | 1761 | Material | 7017_NOS | 7017_NOS | 1 |  | 15123_PLUMBING UPVC |  |  |  | 636_C+SGST 18% I/P RD
1849 | UPVC REDUCING TEE 40 X 32 MM SCH-80 | 1761 | Material | 7017_NOS | 7017_NOS | 1 |  | 15123_PLUMBING UPVC |  |  |  | 636_C+SGST 18% I/P RD
1850 | UPVC REDUCING TEE 50 x 15 MM SCH-80 | 1761 | Material | 7017_NOS | 7017_NOS | 1 |  | 15123_PLUMBING UPVC |  |  |  | 636_C+SGST 18% I/P RD
1851 | UPVC REDUCING TEE 50 x 20 MM SCH-80 | 1761 | Material | 7017_NOS | 7017_NOS | 1 |  | 15123_PLUMBING UPVC |  |  |  | 636_C+SGST 18% I/P RD
1852 | UPVC REDUCING TEE 50 x 25 MM SCH-80 | 1761 | Material | 7017_NOS | 7017_NOS | 1 |  | 15123_PLUMBING UPVC |  |  |  | 636_C+SGST 18% I/P RD
1853 | UPVC REDUCING TEE 50 x 32 MM SCH-80 | 1761 | Material | 7017_NOS | 7017_NOS | 1 |  | 15123_PLUMBING UPVC |  |  |  | 636_C+SGST 18% I/P RD
1854 | UPVC REDUCING TEE 50 X 40 MM SCH-80 | 1761 | Material | 7017_NOS | 7017_NOS | 1 |  | 15123_PLUMBING UPVC |  |  |  | 636_C+SGST 18% I/P RD
1855 | UPVC REDUCING TEE 65 X 20 MM SCH-80 | 1761 | Material | 7017_NOS | 7017_NOS | 1 |  | 15123_PLUMBING UPVC |  |  |  | 636_C+SGST 18% I/P RD
1856 | UPVC REDUCING TEE 65 X 25 MM SCH-80 | 1761 | Material | 7017_NOS | 7017_NOS | 1 |  | 15123_PLUMBING UPVC |  |  |  | 636_C+SGST 18% I/P RD
1857 | UPVC REDUCING TEE 65 X 32 MM SCH-80 | 1761 | Material | 7017_NOS | 7017_NOS | 1 |  | 15123_PLUMBING UPVC |  |  |  | 636_C+SGST 18% I/P RD
1858 | UPVC REDUCING TEE 65 X 40 MM SCH-80 | 1761 | Material | 7017_NOS | 7017_NOS | 1 |  | 15123_PLUMBING UPVC |  |  |  | 636_C+SGST 18% I/P RD
1859 | UPVC REDUCING TEE 65 X 50 MM SCH-80 | 1761 | Material | 7017_NOS | 7017_NOS | 1 |  | 15123_PLUMBING UPVC |  |  |  | 636_C+SGST 18% I/P RD
1860 | UPVC REDUCING TEE 80 X 20 MM SCH-80 | 1761 | Material | 7017_NOS | 7017_NOS | 1 |  | 15123_PLUMBING UPVC |  |  |  | 636_C+SGST 18% I/P RD
1861 | UPVC REDUCING TEE 80 X 25 MM SCH-80 | 1761 | Material | 7017_NOS | 7017_NOS | 1 |  | 15123_PLUMBING UPVC |  |  |  | 636_C+SGST 18% I/P RD
1862 | UPVC REDUCING TEE 80 X 32 MM SCH-80 | 1761 | Material | 7017_NOS | 7017_NOS | 1 |  | 15123_PLUMBING UPVC |  |  |  | 636_C+SGST 18% I/P RD
1863 | UPVC REDUCING TEE 80 X 40 MM SCH-80 | 1761 | Material | 7017_NOS | 7017_NOS | 1 |  | 15123_PLUMBING UPVC |  |  |  | 636_C+SGST 18% I/P RD
1864 | UPVC REDUCING TEE 80 X 50 MM SCH-80 | 1761 | Material | 7017_NOS | 7017_NOS | 1 |  | 15123_PLUMBING UPVC |  |  |  | 636_C+SGST 18% I/P RD
1865 | UPVC REDUCING TEE 80 X 65 MM SCH-80 | 1761 | Material | 7017_NOS | 7017_NOS | 1 |  | 15123_PLUMBING UPVC |  |  |  | 636_C+SGST 18% I/P RD
1866 | UPVC REDUCING TEE 100 X 20 MM SCH-80 | 1761 | Material | 7017_NOS | 7017_NOS | 1 |  | 15123_PLUMBING UPVC |  |  |  | 636_C+SGST 18% I/P RD
1867 | UPVC REDUCING TEE 100 X 25 MM SCH-80 | 1761 | Material | 7017_NOS | 7017_NOS | 1 |  | 15123_PLUMBING UPVC |  |  |  | 636_C+SGST 18% I/P RD
1868 | UPVC REDUCING TEE 100 X 32 MM SCH-80 | 1761 | Material | 7017_NOS | 7017_NOS | 1 |  | 15123_PLUMBING UPVC |  |  |  | 636_C+SGST 18% I/P RD
1869 | UPVC REDUCING TEE 100 X 40 MM SCH-80 | 1761 | Material | 7017_NOS | 7017_NOS | 1 |  | 15123_PLUMBING UPVC |  |  |  | 636_C+SGST 18% I/P RD
1870 | UPVC REDUCING TEE 100 X 50 MM SCH-80 | 1761 | Material | 7017_NOS | 7017_NOS | 1 |  | 15123_PLUMBING UPVC |  |  |  | 636_C+SGST 18% I/P RD
1871 | UPVC REDUCING TEE 100 X 80 MM SCH-80 | 1761 | Material | 7017_NOS | 7017_NOS | 1 |  | 15123_PLUMBING UPVC |  |  |  | 636_C+SGST 18% I/P RD
1872 | UPVC REDUCING TEE 150 X 65 MM SCH-80 | 1761 | Material | 7017_NOS | 7017_NOS | 1 |  | 15123_PLUMBING UPVC |  |  |  | 636_C+SGST 18% I/P RD
1873 | UPVC REDUCING TEE 150 X 80 MM SCH-80 | 1761 | Material | 7017_NOS | 7017_NOS | 1 |  | 15123_PLUMBING UPVC |  |  |  | 636_C+SGST 18% I/P RD
1874 | UPVC REDUCING TEE 150 X 100 MM SCH-80 | 1761 | Material | 7017_NOS | 7017_NOS | 1 |  | 15123_PLUMBING UPVC |  |  |  | 636_C+SGST 18% I/P RD
1875 | UPVC BALL VALVE 15 SCH-80 | 1761 | Material | 7017_NOS | 7017_NOS | 1 |  | 15123_PLUMBING UPVC |  |  |  | 636_C+SGST 18% I/P RD
1876 | UPVC BALL VALVE 20 SCH-80 | 1761 | Material | 7017_NOS | 7017_NOS | 1 |  | 15123_PLUMBING UPVC |  |  |  | 636_C+SGST 18% I/P RD
1877 | UPVC BALL VALVE 25 SCH-80 | 1761 | Material | 7017_NOS | 7017_NOS | 1 |  | 15123_PLUMBING UPVC |  |  |  | 636_C+SGST 18% I/P RD
1878 | UPVC BALL VALVE 32 SCH-80 | 1761 | Material | 7017_NOS | 7017_NOS | 1 |  | 15123_PLUMBING UPVC |  |  |  | 636_C+SGST 18% I/P RD
1879 | UPVC BALL VALVE 40 SCH-80 | 1761 | Material | 7017_NOS | 7017_NOS | 1 |  | 15123_PLUMBING UPVC |  |  |  | 636_C+SGST 18% I/P RD
1880 | UPVC BALL VALVE 50 SCH-80 | 1761 | Material | 7017_NOS | 7017_NOS | 1 |  | 15123_PLUMBING UPVC |  |  |  | 636_C+SGST 18% I/P RD
1881 | UPVC BALL VALVE 65 SCH-80 | 1761 | Material | 7017_NOS | 7017_NOS | 1 |  | 15123_PLUMBING UPVC |  |  |  | 636_C+SGST 18% I/P RD
1882 | UPVC BALL VALVE 80 SCH-80 | 1761 | Material | 7017_NOS | 7017_NOS | 1 |  | 15123_PLUMBING UPVC |  |  |  | 636_C+SGST 18% I/P RD
1883 | UPVC BALL VALVE 100 SCH-80 | 1761 | Material | 7017_NOS | 7017_NOS | 1 |  | 15123_PLUMBING UPVC |  |  |  | 636_C+SGST 18% I/P RD
1884 | UPVC BALL VALVE WITH UNION 20 SCH-80 | 1761 | Material | 7017_NOS | 7017_NOS | 1 |  | 15123_PLUMBING UPVC |  |  |  | 636_C+SGST 18% I/P RD
1885 | UPVC BALL VALVE WITH UNION 65 SCH-80 | 1761 | Material | 7017_NOS | 7017_NOS | 1 |  | 15123_PLUMBING UPVC |  |  |  | 636_C+SGST 18% I/P RD
1886 | UPVC BALL VALVE WITH UNION 80 SCH-80 | 1761 | Material | 7017_NOS | 7017_NOS | 1 |  | 15123_PLUMBING UPVC |  |  |  | 636_C+SGST 18% I/P RD
1887 | UPVC BALL VALVE WITH UNION 100 SCH-80 | 1761 | Material | 7017_NOS | 7017_NOS | 1 |  | 15123_PLUMBING UPVC |  |  |  | 636_C+SGST 18% I/P RD
1888 | UPVC CIRCUIT TESTING PLUG 15 SCH-80 | 1761 | Material | 7017_NOS | 7017_NOS | 1 |  | 15123_PLUMBING UPVC |  |  |  | 636_C+SGST 18% I/P RD
1889 | UPVC CIRCUIT TESTING PLUG 20 SCH-80 | 1761 | Material | 7017_NOS | 7017_NOS | 1 |  | 15123_PLUMBING UPVC |  |  |  | 636_C+SGST 18% I/P RD
1890 | UPVC CIRCUIT TESTING PLUG 25 SCH-80 | 1761 | Material | 7017_NOS | 7017_NOS | 1 |  | 15123_PLUMBING UPVC |  |  |  | 636_C+SGST 18% I/P RD
1891 | UPVC CIRCUIT TESTING PLUG 32 SCH-80 | 1761 | Material | 7017_NOS | 7017_NOS | 1 |  | 15123_PLUMBING UPVC |  |  |  | 636_C+SGST 18% I/P RD
1892 | UPVC CIRCUIT TESTING PLUG 40 SCH-80 | 1761 | Material | 7017_NOS | 7017_NOS | 1 |  | 15123_PLUMBING UPVC |  |  |  | 636_C+SGST 18% I/P RD
1893 | UPVC CIRCUIT TESTING PLUG 50 SCH-80 | 1761 | Material | 7017_NOS | 7017_NOS | 1 |  | 15123_PLUMBING UPVC |  |  |  | 636_C+SGST 18% I/P RD
1894 | UPVC Y-STAINER 25 SCH-80 | 1761 | Material | 7017_NOS | 7017_NOS | 1 |  | 15123_PLUMBING UPVC |  |  |  | 636_C+SGST 18% I/P RD
1895 | UPVC Y-STAINER 32 SCH-80 | 1761 | Material | 7017_NOS | 7017_NOS | 1 |  | 15123_PLUMBING UPVC |  |  |  | 636_C+SGST 18% I/P RD
1896 | UPVC Y-STAINER 40 SCH-80 | 1761 | Material | 7017_NOS | 7017_NOS | 1 |  | 15123_PLUMBING UPVC |  |  |  | 636_C+SGST 18% I/P RD
1897 | UPVC Y-STAINER 50 SCH-80 | 1761 | Material | 7017_NOS | 7017_NOS | 1 |  | 15123_PLUMBING UPVC |  |  |  | 636_C+SGST 18% I/P RD
1898 | UPVC Y-STAINER 65 SCH-80 | 1761 | Material | 7017_NOS | 7017_NOS | 1 |  | 15123_PLUMBING UPVC |  |  |  | 636_C+SGST 18% I/P RD
1899 | UPVC Y-STAINER 80 SCH-80 | 1761 | Material | 7017_NOS | 7017_NOS | 1 |  | 15123_PLUMBING UPVC |  |  |  | 636_C+SGST 18% I/P RD
1900 | UPVC Y-STAINER 100 SCH-80 | 1761 | Material | 7017_NOS | 7017_NOS | 1 |  | 15123_PLUMBING UPVC |  |  |  | 636_C+SGST 18% I/P RD
1901 | UPVC FLANGE ADAPTER 25 SCH-80 | 1761 | Material | 7017_NOS | 7017_NOS | 1 |  | 15123_PLUMBING UPVC |  |  |  | 636_C+SGST 18% I/P RD
1902 | UPVC FLANGE ADAPTER 40 SCH-80 | 1761 | Material | 7017_NOS | 7017_NOS | 1 |  | 15123_PLUMBING UPVC |  |  |  | 636_C+SGST 18% I/P RD
1903 | UPVC FLANGE ADAPTER 50 SCH-80 | 1761 | Material | 7017_NOS | 7017_NOS | 1 |  | 15123_PLUMBING UPVC |  |  |  | 636_C+SGST 18% I/P RD
1904 | UPVC FLANGE ADAPTER 65 SCH-80 | 1761 | Material | 7017_NOS | 7017_NOS | 1 |  | 15123_PLUMBING UPVC |  |  |  | 636_C+SGST 18% I/P RD
1905 | UPVC FLANGE ADAPTER 80 SCH-80 | 1761 | Material | 7017_NOS | 7017_NOS | 1 |  | 15123_PLUMBING UPVC |  |  |  | 636_C+SGST 18% I/P RD
1906 | UPVC FLANGE ADAPTER 100 SCH-80 | 1761 | Material | 7017_NOS | 7017_NOS | 1 |  | 15123_PLUMBING UPVC |  |  |  | 636_C+SGST 18% I/P RD
1907 | UPVC FLANGE ADAPTER 150 SCH-80 | 1761 | Material | 7017_NOS | 7017_NOS | 1 |  | 15123_PLUMBING UPVC |  |  |  | 636_C+SGST 18% I/P RD
1908 | UPVC FLANGE VAN STONE STYLE 32 SCH-80 | 1761 | Material | 7017_NOS | 7017_NOS | 1 |  | 15123_PLUMBING UPVC |  |  |  | 636_C+SGST 18% I/P RD
1909 | UPVC FLANGE VAN STONE STYLE 40 SCH-80 | 1761 | Material | 7017_NOS | 7017_NOS | 1 |  | 15123_PLUMBING UPVC |  |  |  | 636_C+SGST 18% I/P RD
1910 | UPVC FLANGE VAN STONE STYLE 50 SCH-80 | 1761 | Material | 7017_NOS | 7017_NOS | 1 |  | 15123_PLUMBING UPVC |  |  |  | 636_C+SGST 18% I/P RD
1911 | UPVC FLANGE VAN STONE STYLE 65 SCH-80 | 1761 | Material | 7017_NOS | 7017_NOS | 1 |  | 15123_PLUMBING UPVC |  |  |  | 636_C+SGST 18% I/P RD
1912 | UPVC FLANGE VAN STONE STYLE 80 SCH-80 | 1761 | Material | 7017_NOS | 7017_NOS | 1 |  | 15123_PLUMBING UPVC |  |  |  | 636_C+SGST 18% I/P RD
1913 | UPVC FLANGE VAN STONE STYLE 100 SCH-80 | 1761 | Material | 7017_NOS | 7017_NOS | 1 |  | 15123_PLUMBING UPVC |  |  |  | 636_C+SGST 18% I/P RD
1914 | UPVC FLANGE VAN STONE STYLE 200 SCH-80 | 1761 | Material | 7017_NOS | 7017_NOS | 1 |  | 15123_PLUMBING UPVC |  |  |  | 636_C+SGST 18% I/P RD
1915 | UPVC TANK CONNECTOR 15 SCH-80 | 1761 | Material | 7017_NOS | 7017_NOS | 1 |  | 15123_PLUMBING UPVC |  |  |  | 636_C+SGST 18% I/P RD
1916 | UPVC TANK CONNECTOR 20 SCH-80 | 1761 | Material | 7017_NOS | 7017_NOS | 1 |  | 15123_PLUMBING UPVC |  |  |  | 636_C+SGST 18% I/P RD
1917 | UPVC TANK CONNECTOR 25 SCH-80 | 1761 | Material | 7017_NOS | 7017_NOS | 1 |  | 15123_PLUMBING UPVC |  |  |  | 636_C+SGST 18% I/P RD
1918 | UPVC TANK CONNECTOR 32 SCH-80 | 1761 | Material | 7017_NOS | 7017_NOS | 1 |  | 15123_PLUMBING UPVC |  |  |  | 636_C+SGST 18% I/P RD
1919 | UPVC TANK CONNECTOR 40 SCH-80 | 1761 | Material | 7017_NOS | 7017_NOS | 1 |  | 15123_PLUMBING UPVC |  |  |  | 636_C+SGST 18% I/P RD
1920 | UPVC TANK CONNECTOR 50 SCH-80 | 1761 | Material | 7017_NOS | 7017_NOS | 1 |  | 15123_PLUMBING UPVC |  |  |  | 636_C+SGST 18% I/P RD
1921 | UPVC TANK CONNECTOR FOR RCC TANK 50 SCH-80 | 1761 | Material | 7017_NOS | 7017_NOS | 1 |  | 15123_PLUMBING UPVC |  |  |  | 636_C+SGST 18% I/P RD
1922 | UPVC TANK CONNECTOR FOR RCC TANK 65 SCH-80 | 1761 | Material | 7017_NOS | 7017_NOS | 1 |  | 15123_PLUMBING UPVC |  |  |  | 636_C+SGST 18% I/P RD
1923 | UPVC TANK CONNECTOR FOR RCC TANK 80 SCH-80 | 1761 | Material | 7017_NOS | 7017_NOS | 1 |  | 15123_PLUMBING UPVC |  |  |  | 636_C+SGST 18% I/P RD
1924 | UPVC TANK CONNECTOR FOR RCC TANK 100 SCH-80 | 1761 | Material | 7017_NOS | 7017_NOS | 1 |  | 15123_PLUMBING UPVC |  |  |  | 636_C+SGST 18% I/P RD
1925 | UPVC BYPASS BEND 15 SCH-80 | 1761 | Material | 7017_NOS | 7017_NOS | 1 |  | 15123_PLUMBING UPVC |  |  |  | 636_C+SGST 18% I/P RD
1926 | UPVC BYPASS BEND 20 SCH-80 | 1761 | Material | 7017_NOS | 7017_NOS | 1 |  | 15123_PLUMBING UPVC |  |  |  | 636_C+SGST 18% I/P RD
1927 | UPVC BYPASS BEND 25 SCH-80 | 1761 | Material | 7017_NOS | 7017_NOS | 1 |  | 15123_PLUMBING UPVC |  |  |  | 636_C+SGST 18% I/P RD
1928 | UPVC BYPASS BEND 32 SCH-80 | 1761 | Material | 7017_NOS | 7017_NOS | 1 |  | 15123_PLUMBING UPVC |  |  |  | 636_C+SGST 18% I/P RD
1929 | UPVC BYPASS BEND 40 SCH-80 | 1761 | Material | 7017_NOS | 7017_NOS | 1 |  | 15123_PLUMBING UPVC |  |  |  | 636_C+SGST 18% I/P RD
1930 | UPVC BYPASS BEND 50 SCH-80 | 1761 | Material | 7017_NOS | 7017_NOS | 1 |  | 15123_PLUMBING UPVC |  |  |  | 636_C+SGST 18% I/P RD
1931 | UPVC OFFSET BEND 15 SCH-80 | 1761 | Material | 7017_NOS | 7017_NOS | 1 |  | 15123_PLUMBING UPVC |  |  |  | 636_C+SGST 18% I/P RD
1932 | UPVC OFFSET BEND 20 SCH-80 | 1761 | Material | 7017_NOS | 7017_NOS | 1 |  | 15123_PLUMBING UPVC |  |  |  | 636_C+SGST 18% I/P RD
1933 | UPVC OFFSET BEND 25 SCH-80 | 1761 | Material | 7017_NOS | 7017_NOS | 1 |  | 15123_PLUMBING UPVC |  |  |  | 636_C+SGST 18% I/P RD
1934 | UPVC OFFSET BEND 32 SCH-80 | 1761 | Material | 7017_NOS | 7017_NOS | 1 |  | 15123_PLUMBING UPVC |  |  |  | 636_C+SGST 18% I/P RD
1935 | UPVC MALE TRANSITION NIPPLE (F) 15 X 100 SCH-80 | 1761 | Material | 7017_NOS | 7017_NOS | 1 |  | 15123_PLUMBING UPVC |  |  |  | 636_C+SGST 18% I/P RD
1936 | UPVC MALE TRANSITION NIPPLE (F) 20 X 100 SCH-80 | 1761 | Material | 7017_NOS | 7017_NOS | 1 |  | 15123_PLUMBING UPVC |  |  |  | 636_C+SGST 18% I/P RD
1937 | UPVC MALE TRANSITION NIPPLE (F) 25 X 100 SCH-80 | 1761 | Material | 7017_NOS | 7017_NOS | 1 |  | 15123_PLUMBING UPVC |  |  |  | 636_C+SGST 18% I/P RD
1938 | UPVC MALE TRANSITION NIPPLE (F) 32 X 100 SCH-80 | 1761 | Material | 7017_NOS | 7017_NOS | 1 |  | 15123_PLUMBING UPVC |  |  |  | 636_C+SGST 18% I/P RD
1939 | UPVC MALE TRANSITION NIPPLE (F) 40 X 100 SCH-80 | 1761 | Material | 7017_NOS | 7017_NOS | 1 |  | 15123_PLUMBING UPVC |  |  |  | 636_C+SGST 18% I/P RD
1940 | UPVC MALE TRANSITION NIPPLE (F) 50 X 100 SCH-80 | 1761 | Material | 7017_NOS | 7017_NOS | 1 |  | 15123_PLUMBING UPVC |  |  |  | 636_C+SGST 18% I/P RD
1941 | UPVC MALE TRANSITION NIPPLE (F) 15 X 150 SCH-80 | 1761 | Material | 7017_NOS | 7017_NOS | 1 |  | 15123_PLUMBING UPVC |  |  |  | 636_C+SGST 18% I/P RD
1942 | UPVC MALE TRANSITION NIPPLE (F) 20 X 150 SCH-80 | 1761 | Material | 7017_NOS | 7017_NOS | 1 |  | 15123_PLUMBING UPVC |  |  |  | 636_C+SGST 18% I/P RD
1943 | UPVC MALE TRANSITION NIPPLE (F) 25 X 150 SCH-80 | 1761 | Material | 7017_NOS | 7017_NOS | 1 |  | 15123_PLUMBING UPVC |  |  |  | 636_C+SGST 18% I/P RD
1944 | UPVC MALE TRANSITION NIPPLE (F) 32 X 150 SCH-80 | 1761 | Material | 7017_NOS | 7017_NOS | 1 |  | 15123_PLUMBING UPVC |  |  |  | 636_C+SGST 18% I/P RD
1945 | UPVC MALE TRANSITION NIPPLE (F) 40 X 150 SCH-80 | 1761 | Material | 7017_NOS | 7017_NOS | 1 |  | 15123_PLUMBING UPVC |  |  |  | 636_C+SGST 18% I/P RD
1946 | UPVC MALE TRANSITION NIPPLE (F) 50 X 150 SCH-80 | 1761 | Material | 7017_NOS | 7017_NOS | 1 |  | 15123_PLUMBING UPVC |  |  |  | 636_C+SGST 18% I/P RD
1947 | UPVC MALE TRANSITION NIPPLE (F) 65 X 150 SCH-80 | 1761 | Material | 7017_NOS | 7017_NOS | 1 |  | 15123_PLUMBING UPVC |  |  |  | 636_C+SGST 18% I/P RD
1948 | UPVC MALE TRANSITION NIPPLE (F) 80 X 150 SCH-80 | 1761 | Material | 7017_NOS | 7017_NOS | 1 |  | 15123_PLUMBING UPVC |  |  |  | 636_C+SGST 18% I/P RD
1949 | UPVC MALE TRANSITION NIPPLE (F) 100 X 150 SCH-80 | 1761 | Material | 7017_NOS | 7017_NOS | 1 |  | 15123_PLUMBING UPVC |  |  |  | 636_C+SGST 18% I/P RD
1950 | UPVC FEMALE TRANSITION NIPPLE (F) 15 X 100 SCH-80 | 1761 | Material | 7017_NOS | 7017_NOS | 1 |  | 15123_PLUMBING UPVC |  |  |  | 636_C+SGST 18% I/P RD
1951 | UPVC FEMALE TRANSITION NIPPLE (F) 20 X 100 SCH-80 | 1761 | Material | 7017_NOS | 7017_NOS | 1 |  | 15123_PLUMBING UPVC |  |  |  | 636_C+SGST 18% I/P RD
1952 | UPVC FEMALE TRANSITION NIPPLE (F) 25 X 100 SCH-80 | 1761 | Material | 7017_NOS | 7017_NOS | 1 |  | 15123_PLUMBING UPVC |  |  |  | 636_C+SGST 18% I/P RD
1953 | UPVC FEMALE TRANSITION NIPPLE (F) 32 X 100 SCH-80 | 1761 | Material | 7017_NOS | 7017_NOS | 1 |  | 15123_PLUMBING UPVC |  |  |  | 636_C+SGST 18% I/P RD
1954 | UPVC FEMALE TRANSITION NIPPLE (F) 40 X 100 SCH-80 | 1761 | Material | 7017_NOS | 7017_NOS | 1 |  | 15123_PLUMBING UPVC |  |  |  | 636_C+SGST 18% I/P RD
1955 | UPVC FEMALE TRANSITION NIPPLE (F) 50 X 100 SCH-80 | 1761 | Material | 7017_NOS | 7017_NOS | 1 |  | 15123_PLUMBING UPVC |  |  |  | 636_C+SGST 18% I/P RD
1956 | UPVC FEMALE TRANSITION NIPPLE (F) 15 X 150 SCH-80 | 1761 | Material | 7017_NOS | 7017_NOS | 1 |  | 15123_PLUMBING UPVC |  |  |  | 636_C+SGST 18% I/P RD
1957 | UPVC FEMALE TRANSITION NIPPLE (F) 20 X 150 SCH-80 | 1761 | Material | 7017_NOS | 7017_NOS | 1 |  | 15123_PLUMBING UPVC |  |  |  | 636_C+SGST 18% I/P RD
1958 | UPVC FEMALE TRANSITION NIPPLE (F) 25 X 150 SCH-80 | 1761 | Material | 7017_NOS | 7017_NOS | 1 |  | 15123_PLUMBING UPVC |  |  |  | 636_C+SGST 18% I/P RD
1959 | UPVC FEMALE TRANSITION NIPPLE (F) 32 X 150 SCH-80 | 1761 | Material | 7017_NOS | 7017_NOS | 1 |  | 15123_PLUMBING UPVC |  |  |  | 636_C+SGST 18% I/P RD
1960 | UPVC FEMALE TRANSITION NIPPLE (F) 40 X 150 SCH-80 | 1761 | Material | 7017_NOS | 7017_NOS | 1 |  | 15123_PLUMBING UPVC |  |  |  | 636_C+SGST 18% I/P RD
1961 | UPVC FEMALE TRANSITION NIPPLE (F) 50 X 150 SCH-80 | 1761 | Material | 7017_NOS | 7017_NOS | 1 |  | 15123_PLUMBING UPVC |  |  |  | 636_C+SGST 18% I/P RD
1962 | UPVC FEMALE TRANSITION NIPPLE (F) 65 X 150 SCH-80 | 1761 | Material | 7017_NOS | 7017_NOS | 1 |  | 15123_PLUMBING UPVC |  |  |  | 636_C+SGST 18% I/P RD
1963 | UPVC FEMALE TRANSITION NIPPLE (F) 80 X 150 SCH-80 | 1761 | Material | 7017_NOS | 7017_NOS | 1 |  | 15123_PLUMBING UPVC |  |  |  | 636_C+SGST 18% I/P RD
1964 | UPVC FEMALE TRANSITION NIPPLE (F) 100 X 150 SCH-80 | 1761 | Material | 7017_NOS | 7017_NOS | 1 |  | 15123_PLUMBING UPVC |  |  |  | 636_C+SGST 18% I/P RD
1965 | UPVC THRD NIPPLE 15 X 100 SCH-80 | 1761 | Material | 7017_NOS | 7017_NOS | 1 |  | 15123_PLUMBING UPVC |  |  |  | 636_C+SGST 18% I/P RD
1966 | UPVC THRD NIPPLE 20 X 100 SCH-80 | 1761 | Material | 7017_NOS | 7017_NOS | 1 |  | 15123_PLUMBING UPVC |  |  |  | 636_C+SGST 18% I/P RD
1967 | UPVC THRD NIPPLE 25 X 100 SCH-80 | 1761 | Material | 7017_NOS | 7017_NOS | 1 |  | 15123_PLUMBING UPVC |  |  |  | 636_C+SGST 18% I/P RD
1968 | UPVC THRD NIPPLE 32 X 100 SCH-80 | 1761 | Material | 7017_NOS | 7017_NOS | 1 |  | 15123_PLUMBING UPVC |  |  |  | 636_C+SGST 18% I/P RD
1969 | UPVC THRD NIPPLE 40 X 100 SCH-80 | 1761 | Material | 7017_NOS | 7017_NOS | 1 |  | 15123_PLUMBING UPVC |  |  |  | 636_C+SGST 18% I/P RD
1970 | UPVC THRD NIPPLE 50 X 100 SCH-80 | 1761 | Material | 7017_NOS | 7017_NOS | 1 |  | 15123_PLUMBING UPVC |  |  |  | 636_C+SGST 18% I/P RD
1971 | UPVC THRD NIPPLE 65 X 100 SCH-80 | 1761 | Material | 7017_NOS | 7017_NOS | 1 |  | 15123_PLUMBING UPVC |  |  |  | 636_C+SGST 18% I/P RD
1972 | UPVC THRD NIPPLE 100 X 100 SCH-80 | 1761 | Material | 7017_NOS | 7017_NOS | 1 |  | 15123_PLUMBING UPVC |  |  |  | 636_C+SGST 18% I/P RD
1973 | UPVC STRAINER Y TYPE 25 MM SCH-80 | 1761 | Material | 7017_NOS | 7017_NOS | 1 |  | 15123_PLUMBING UPVC |  |  |  | 636_C+SGST 18% I/P RD
1974 | UPVC STRAINER Y TYPE 32 MM SCH-80 | 1761 | Material | 7017_NOS | 7017_NOS | 1 |  | 15123_PLUMBING UPVC |  |  |  | 636_C+SGST 18% I/P RD
1975 | UPVC STRAINER Y TYPE 40 MM SCH-80 | 1761 | Material | 7017_NOS | 7017_NOS | 1 |  | 15123_PLUMBING UPVC |  |  |  | 636_C+SGST 18% I/P RD
1976 | UPVC STRAINER Y TYPE 50 MM SCH-80 | 1761 | Material | 7017_NOS | 7017_NOS | 1 |  | 15123_PLUMBING UPVC |  |  |  | 636_C+SGST 18% I/P RD
1977 | UPVC STRAINER Y TYPE 65 MM SCH-80 | 1761 | Material | 7017_NOS | 7017_NOS | 1 |  | 15123_PLUMBING UPVC |  |  |  | 636_C+SGST 18% I/P RD
1978 | UPVC STRAINER Y TYPE 80 MM SCH-80 | 1761 | Material | 7017_NOS | 7017_NOS | 1 |  | 15123_PLUMBING UPVC |  |  |  | 636_C+SGST 18% I/P RD
1979 | UPVC SOLVENT | 1761 | Material | 7049_ML. | 7049_ML. | 1 |  | 15123_PLUMBING UPVC |  |  |  | 636_C+SGST 18% I/P RD
1980 | PLUMBING CPVC | 0 | Group
1981 | CPVC PIPE 15 MM PN-11 | 1980 | Material | 7012_RMT | 7012_RMT | 1 |  | 15119_PLUMBING CPVC |  |  |  | 636_C+SGST 18% I/P RD
1982 | CPVC PIPE 20 MM PN-11 | 1980 | Material | 7012_RMT | 7012_RMT | 1 |  | 15119_PLUMBING CPVC |  |  |  | 636_C+SGST 18% I/P RD
1983 | CPVC PIPE 25 MM PN-11 | 1980 | Material | 7012_RMT | 7012_RMT | 1 |  | 15119_PLUMBING CPVC |  |  |  | 636_C+SGST 18% I/P RD
1984 | CPVC PIPE 32 MM PN-11 | 1980 | Material | 7012_RMT | 7012_RMT | 1 |  | 15119_PLUMBING CPVC |  |  |  | 636_C+SGST 18% I/P RD
1985 | CPVC PIPE 40 MM PN-11 | 1980 | Material | 7012_RMT | 7012_RMT | 1 |  | 15119_PLUMBING CPVC |  |  |  | 636_C+SGST 18% I/P RD
1986 | CPVC PIPE 50 MM PN-11 | 1980 | Material | 7012_RMT | 7012_RMT | 1 |  | 15119_PLUMBING CPVC |  |  |  | 636_C+SGST 18% I/P RD
1987 | CPVC SOCKET 15 MM PN-11 | 1980 | Material | 7017_NOS | 7017_NOS | 1 |  | 15119_PLUMBING CPVC |  |  |  | 636_C+SGST 18% I/P RD
1988 | CPVC SOCKET 20 MM PN-11 | 1980 | Material | 7017_NOS | 7017_NOS | 1 |  | 15119_PLUMBING CPVC |  |  |  | 636_C+SGST 18% I/P RD
1989 | CPVC SOCKET 25 MM PN-11 | 1980 | Material | 7017_NOS | 7017_NOS | 1 |  | 15119_PLUMBING CPVC |  |  |  | 636_C+SGST 18% I/P RD
1990 | CPVC SOCKET 32 MM PN-11 | 1980 | Material | 7017_NOS | 7017_NOS | 1 |  | 15119_PLUMBING CPVC |  |  |  | 636_C+SGST 18% I/P RD
1991 | CPVC SOCKET 40 MM PN-11 | 1980 | Material | 7017_NOS | 7017_NOS | 1 |  | 15119_PLUMBING CPVC |  |  |  | 636_C+SGST 18% I/P RD
1992 | CPVC SOCKET 50 MM PN-11 | 1980 | Material | 7017_NOS | 7017_NOS | 1 |  | 15119_PLUMBING CPVC |  |  |  | 636_C+SGST 18% I/P RD
1993 | CPVC ELBOW 90 DEG 15 MM PN-11 | 1980 | Material | 7017_NOS | 7017_NOS | 1 |  | 15119_PLUMBING CPVC |  |  |  | 636_C+SGST 18% I/P RD
1994 | CPVC ELBOW 90 DEG 20 MM PN-11 | 1980 | Material | 7017_NOS | 7017_NOS | 1 |  | 15119_PLUMBING CPVC |  |  |  | 636_C+SGST 18% I/P RD
1995 | CPVC ELBOW 90 DEG 25 MM PN-11 | 1980 | Material | 7017_NOS | 7017_NOS | 1 |  | 15119_PLUMBING CPVC |  |  |  | 636_C+SGST 18% I/P RD
1996 | CPVC ELBOW 90 DEG 32 MM PN-11 | 1980 | Material | 7017_NOS | 7017_NOS | 1 |  | 15119_PLUMBING CPVC |  |  |  | 636_C+SGST 18% I/P RD
1997 | CPVC ELBOW 90 DEG 40 MM PN-11 | 1980 | Material | 7017_NOS | 7017_NOS | 1 |  | 15119_PLUMBING CPVC |  |  |  | 636_C+SGST 18% I/P RD
1998 | CPVC ELBOW 90 DEG 50 MM PN-11 | 1980 | Material | 7017_NOS | 7017_NOS | 1 |  | 15119_PLUMBING CPVC |  |  |  | 636_C+SGST 18% I/P RD
1999 | CPVC ELBOW 45 DEG 15 MM PN-11 | 1980 | Material | 7017_NOS | 7017_NOS | 1 |  | 15119_PLUMBING CPVC |  |  |  | 636_C+SGST 18% I/P RD
2000 | CPVC ELBOW 45 DEG 20 MM PN-11 | 1980 | Material | 7017_NOS | 7017_NOS | 1 |  | 15119_PLUMBING CPVC |  |  |  | 636_C+SGST 18% I/P RD
2001 | CPVC ELBOW 45 DEG 25 MM PN-11 | 1980 | Material | 7017_NOS | 7017_NOS | 1 |  | 15119_PLUMBING CPVC |  |  |  | 636_C+SGST 18% I/P RD
2002 | CPVC ELBOW 45 DEG 32 MM PN-11 | 1980 | Material | 7017_NOS | 7017_NOS | 1 |  | 15119_PLUMBING CPVC |  |  |  | 636_C+SGST 18% I/P RD
2003 | CPVC ELBOW 45 DEG 40 MM PN-11 | 1980 | Material | 7017_NOS | 7017_NOS | 1 |  | 15119_PLUMBING CPVC |  |  |  | 636_C+SGST 18% I/P RD
2004 | CPVC ELBOW 45 DEG 50 MM PN-11 | 1980 | Material | 7017_NOS | 7017_NOS | 1 |  | 15119_PLUMBING CPVC |  |  |  | 636_C+SGST 18% I/P RD
2005 | CPVC LONG SWEPT BEND 20 MM PN-11 | 1980 | Material | 7017_NOS | 7017_NOS | 1 |  | 15119_PLUMBING CPVC |  |  |  | 636_C+SGST 18% I/P RD
2006 | CPVC LONG SWEPT BEND 25 MM PN-11 | 1980 | Material | 7017_NOS | 7017_NOS | 1 |  | 15119_PLUMBING CPVC |  |  |  | 636_C+SGST 18% I/P RD
2007 | CPVC LONG SWEPT BEND 32 MM PN-11 | 1980 | Material | 7017_NOS | 7017_NOS | 1 |  | 15119_PLUMBING CPVC |  |  |  | 636_C+SGST 18% I/P RD
2008 | CPVC LONG SWEPT BEND 50 MM PN-11 | 1980 | Material | 7017_NOS | 7017_NOS | 1 |  | 15119_PLUMBING CPVC |  |  |  | 636_C+SGST 18% I/P RD
2009 | CPVC BEND (F) 15 MM PN-11 | 1980 | Material | 7017_NOS | 7017_NOS | 1 |  | 15119_PLUMBING CPVC |  |  |  | 636_C+SGST 18% I/P RD
2010 | CPVC BEND (F) 20 MM PN-11 | 1980 | Material | 7017_NOS | 7017_NOS | 1 |  | 15119_PLUMBING CPVC |  |  |  | 636_C+SGST 18% I/P RD
2011 | CPVC BEND (F) 25 MM PN-11 | 1980 | Material | 7017_NOS | 7017_NOS | 1 |  | 15119_PLUMBING CPVC |  |  |  | 636_C+SGST 18% I/P RD
2012 | CPVC BEND (F) 32 MM PN-11 | 1980 | Material | 7017_NOS | 7017_NOS | 1 |  | 15119_PLUMBING CPVC |  |  |  | 636_C+SGST 18% I/P RD
2013 | CPVC BEND (F) 40 MM PN-11 | 1980 | Material | 7017_NOS | 7017_NOS | 1 |  | 15119_PLUMBING CPVC |  |  |  | 636_C+SGST 18% I/P RD
2014 | CPVC BEND (F) 50 MM PN-11 | 1980 | Material | 7017_NOS | 7017_NOS | 1 |  | 15119_PLUMBING CPVC |  |  |  | 636_C+SGST 18% I/P RD
2015 | CPVC SHORT BEND (F) 25 MM PN-11 | 1980 | Material | 7017_NOS | 7017_NOS | 1 |  | 15119_PLUMBING CPVC |  |  |  | 636_C+SGST 18% I/P RD
2016 | CPVC TEE 15 MM PN-11 | 1980 | Material | 7017_NOS | 7017_NOS | 1 |  | 15119_PLUMBING CPVC |  |  |  | 636_C+SGST 18% I/P RD
2017 | CPVC TEE 20 MM PN-11 | 1980 | Material | 7017_NOS | 7017_NOS | 1 |  | 15119_PLUMBING CPVC |  |  |  | 636_C+SGST 18% I/P RD
2018 | CPVC TEE 25 MM PN-11 | 1980 | Material | 7017_NOS | 7017_NOS | 1 |  | 15119_PLUMBING CPVC |  |  |  | 636_C+SGST 18% I/P RD
2019 | CPVC TEE 32 MM PN-11 | 1980 | Material | 7017_NOS | 7017_NOS | 1 |  | 15119_PLUMBING CPVC |  |  |  | 636_C+SGST 18% I/P RD
2020 | CPVC TEE 40 MM PN-11 | 1980 | Material | 7017_NOS | 7017_NOS | 1 |  | 15119_PLUMBING CPVC |  |  |  | 636_C+SGST 18% I/P RD
2021 | CPVC TEE 50 MM PN-11 | 1980 | Material | 7017_NOS | 7017_NOS | 1 |  | 15119_PLUMBING CPVC |  |  |  | 636_C+SGST 18% I/P RD
2022 | CPVC CROSS TEE 15 MM PN-11 | 1980 | Material | 7017_NOS | 7017_NOS | 1 |  | 15119_PLUMBING CPVC |  |  |  | 636_C+SGST 18% I/P RD
2023 | CPVC CROSS TEE 20 MM PN-11 | 1980 | Material | 7017_NOS | 7017_NOS | 1 |  | 15119_PLUMBING CPVC |  |  |  | 636_C+SGST 18% I/P RD
2024 | CPVC CROSS TEE 25 MM PN-11 | 1980 | Material | 7017_NOS | 7017_NOS | 1 |  | 15119_PLUMBING CPVC |  |  |  | 636_C+SGST 18% I/P RD
2025 | CPVC UNION 15 MM PN-11 | 1980 | Material | 7017_NOS | 7017_NOS | 1 |  | 15119_PLUMBING CPVC |  |  |  | 636_C+SGST 18% I/P RD
2026 | CPVC UNION 20 MM PN-11 | 1980 | Material | 7017_NOS | 7017_NOS | 1 |  | 15119_PLUMBING CPVC |  |  |  | 636_C+SGST 18% I/P RD
2027 | CPVC UNION 25 MM PN-11 | 1980 | Material | 7017_NOS | 7017_NOS | 1 |  | 15119_PLUMBING CPVC |  |  |  | 636_C+SGST 18% I/P RD
2028 | CPVC UNION 32 MM PN-11 | 1980 | Material | 7017_NOS | 7017_NOS | 1 |  | 15119_PLUMBING CPVC |  |  |  | 636_C+SGST 18% I/P RD
2029 | CPVC UNION 40 MM PN-11 | 1980 | Material | 7017_NOS | 7017_NOS | 1 |  | 15119_PLUMBING CPVC |  |  |  | 636_C+SGST 18% I/P RD
2030 | CPVC UNION 50 MM PN-11 | 1980 | Material | 7017_NOS | 7017_NOS | 1 |  | 15119_PLUMBING CPVC |  |  |  | 636_C+SGST 18% I/P RD
2031 | CPVC REDR SOCKET 20 x 15 MM PN-11 | 1980 | Material | 7017_NOS | 7017_NOS | 1 |  | 15119_PLUMBING CPVC |  |  |  | 636_C+SGST 18% I/P RD
2032 | CPVC REDR SOCKET 25 x 15 MM PN-11 | 1980 | Material | 7017_NOS | 7017_NOS | 1 |  | 15119_PLUMBING CPVC |  |  |  | 636_C+SGST 18% I/P RD
2033 | CPVC REDR SOCKET 25 x 20 MM PN-11 | 1980 | Material | 7017_NOS | 7017_NOS | 1 |  | 15119_PLUMBING CPVC |  |  |  | 636_C+SGST 18% I/P RD
2034 | CPVC REDR SOCKET 32 x 15 MM PN-11 | 1980 | Material | 7017_NOS | 7017_NOS | 1 |  | 15119_PLUMBING CPVC |  |  |  | 636_C+SGST 18% I/P RD
2035 | CPVC REDR SOCKET 32 x 20 MM PN-11 | 1980 | Material | 7017_NOS | 7017_NOS | 1 |  | 15119_PLUMBING CPVC |  |  |  | 636_C+SGST 18% I/P RD
2036 | CPVC REDR SOCKET 32 x 25 MM PN-11 | 1980 | Material | 7017_NOS | 7017_NOS | 1 |  | 15119_PLUMBING CPVC |  |  |  | 636_C+SGST 18% I/P RD
2037 | CPVC REDR SOCKET 40 x 15 MM PN-11 | 1980 | Material | 7017_NOS | 7017_NOS | 1 |  | 15119_PLUMBING CPVC |  |  |  | 636_C+SGST 18% I/P RD
2038 | CPVC REDR SOCKET 40 x 20 MM PN-11 | 1980 | Material | 7017_NOS | 7017_NOS | 1 |  | 15119_PLUMBING CPVC |  |  |  | 636_C+SGST 18% I/P RD
2039 | CPVC REDR SOCKET 40 x 25 MM PN-11 | 1980 | Material | 7017_NOS | 7017_NOS | 1 |  | 15119_PLUMBING CPVC |  |  |  | 636_C+SGST 18% I/P RD
2040 | CPVC REDR SOCKET 40 x 32 MM PN-11 | 1980 | Material | 7017_NOS | 7017_NOS | 1 |  | 15119_PLUMBING CPVC |  |  |  | 636_C+SGST 18% I/P RD
2041 | CPVC REDR SOCKET 50 x 15 MM PN-11 | 1980 | Material | 7017_NOS | 7017_NOS | 1 |  | 15119_PLUMBING CPVC |  |  |  | 636_C+SGST 18% I/P RD
2042 | CPVC REDR SOCKET 50 x 20 MM PN-11 | 1980 | Material | 7017_NOS | 7017_NOS | 1 |  | 15119_PLUMBING CPVC |  |  |  | 636_C+SGST 18% I/P RD
2043 | CPVC REDR SOCKET 50 x 25 MM PN-11 | 1980 | Material | 7017_NOS | 7017_NOS | 1 |  | 15119_PLUMBING CPVC |  |  |  | 636_C+SGST 18% I/P RD
2044 | CPVC REDR SOCKET 50 x 32 MM PN-11 | 1980 | Material | 7017_NOS | 7017_NOS | 1 |  | 15119_PLUMBING CPVC |  |  |  | 636_C+SGST 18% I/P RD
2045 | CPVC REDR SOCKET 50 x40 MM PN-11 | 1980 | Material | 7017_NOS | 7017_NOS | 1 |  | 15119_PLUMBING CPVC |  |  |  | 636_C+SGST 18% I/P RD
2046 | CPVC REDR BUSHING 20 x 15 MM PN-11 | 1980 | Material | 7017_NOS | 7017_NOS | 1 |  | 15119_PLUMBING CPVC |  |  |  | 636_C+SGST 18% I/P RD
2047 | CPVC REDR BUSHING 25 x 15 MM PN-11 | 1980 | Material | 7017_NOS | 7017_NOS | 1 |  | 15119_PLUMBING CPVC |  |  |  | 636_C+SGST 18% I/P RD
2048 | CPVC REDR BUSHING 25 x 20 MM PN-11 | 1980 | Material | 7017_NOS | 7017_NOS | 1 |  | 15119_PLUMBING CPVC |  |  |  | 636_C+SGST 18% I/P RD
2049 | CPVC REDR BUSHING 32 x 15 MM PN-11 | 1980 | Material | 7017_NOS | 7017_NOS | 1 |  | 15119_PLUMBING CPVC |  |  |  | 636_C+SGST 18% I/P RD
2050 | CPVC REDR BUSHING 32 x 20 MM PN-11 | 1980 | Material | 7017_NOS | 7017_NOS | 1 |  | 15119_PLUMBING CPVC |  |  |  | 636_C+SGST 18% I/P RD
2051 | CPVC REDR BUSHING 32 x 25 MM PN-11 | 1980 | Material | 7017_NOS | 7017_NOS | 1 |  | 15119_PLUMBING CPVC |  |  |  | 636_C+SGST 18% I/P RD
2052 | CPVC REDR BUSHING 40 x 15 MM PN-11 | 1980 | Material | 7017_NOS | 7017_NOS | 1 |  | 15119_PLUMBING CPVC |  |  |  | 636_C+SGST 18% I/P RD
2053 | CPVC REDR BUSHING 40 x 20 MM PN-11 | 1980 | Material | 7017_NOS | 7017_NOS | 1 |  | 15119_PLUMBING CPVC |  |  |  | 636_C+SGST 18% I/P RD
2054 | CPVC REDR BUSHING 40 x 25 MM PN-11 | 1980 | Material | 7017_NOS | 7017_NOS | 1 |  | 15119_PLUMBING CPVC |  |  |  | 636_C+SGST 18% I/P RD
2055 | CPVC REDR BUSHING 40 x 32 MM PN-11 | 1980 | Material | 7017_NOS | 7017_NOS | 1 |  | 15119_PLUMBING CPVC |  |  |  | 636_C+SGST 18% I/P RD
2056 | CPVC REDR BUSHING 50 x 15 MM PN-11 | 1980 | Material | 7017_NOS | 7017_NOS | 1 |  | 15119_PLUMBING CPVC |  |  |  | 636_C+SGST 18% I/P RD
2057 | CPVC REDR BUSHING 50 x 20 MM PN-11 | 1980 | Material | 7017_NOS | 7017_NOS | 1 |  | 15119_PLUMBING CPVC |  |  |  | 636_C+SGST 18% I/P RD
2058 | CPVC REDR BUSHING 50 x 25 MM PN-11 | 1980 | Material | 7017_NOS | 7017_NOS | 1 |  | 15119_PLUMBING CPVC |  |  |  | 636_C+SGST 18% I/P RD
2059 | CPVC REDR BUSHING 50 x 32 MM PN-11 | 1980 | Material | 7017_NOS | 7017_NOS | 1 |  | 15119_PLUMBING CPVC |  |  |  | 636_C+SGST 18% I/P RD
2060 | CPVC REDR BUSHING 50 x 40 MM PN-11 | 1980 | Material | 7017_NOS | 7017_NOS | 1 |  | 15119_PLUMBING CPVC |  |  |  | 636_C+SGST 18% I/P RD
2061 | CPVC REDR ELBOW 90 DEG 20 x 15 MM PN-11 | 1980 | Material | 7017_NOS | 7017_NOS | 1 |  | 15119_PLUMBING CPVC |  |  |  | 636_C+SGST 18% I/P RD
2062 | CPVC REDR ELBOW 90 DEG 25 x 15 MM PN-11 | 1980 | Material | 7017_NOS | 7017_NOS | 1 |  | 15119_PLUMBING CPVC |  |  |  | 636_C+SGST 18% I/P RD
2063 | CPVC REDR ELBOW 90 DEG 25 x 20 MM PN-11 | 1980 | Material | 7017_NOS | 7017_NOS | 1 |  | 15119_PLUMBING CPVC |  |  |  | 636_C+SGST 18% I/P RD
2064 | CPVC REDR ELBOW 90 DEG 32 x 15 MM PN-11 | 1980 | Material | 7017_NOS | 7017_NOS | 1 |  | 15119_PLUMBING CPVC |  |  |  | 636_C+SGST 18% I/P RD
2065 | CPVC REDR ELBOW 90 DEG 32 x 25 MM PN-11 | 1980 | Material | 7017_NOS | 7017_NOS | 1 |  | 15119_PLUMBING CPVC |  |  |  | 636_C+SGST 18% I/P RD
2066 | CPVC REDR ELBOW 90 DEG 50 x 25 MM PN-11 | 1980 | Material | 7017_NOS | 7017_NOS | 1 |  | 15119_PLUMBING CPVC |  |  |  | 636_C+SGST 18% I/P RD
2067 | CPVC REDR TEE 15 X 15 X 20 MM PN-11 | 1980 | Material | 7017_NOS | 7017_NOS | 1 |  | 15119_PLUMBING CPVC |  |  |  | 636_C+SGST 18% I/P RD
2068 | CPVC REDR TEE 20 X 15 X 15 MM PN-11 | 1980 | Material | 7017_NOS | 7017_NOS | 1 |  | 15119_PLUMBING CPVC |  |  |  | 636_C+SGST 18% I/P RD
2069 | CPVC REDR TEE 20 X 15 X 20 MM PN-11 | 1980 | Material | 7017_NOS | 7017_NOS | 1 |  | 15119_PLUMBING CPVC |  |  |  | 636_C+SGST 18% I/P RD
2070 | CPVC REDR TEE 20 X 15 MM PN-11 | 1980 | Material | 7017_NOS | 7017_NOS | 1 |  | 15119_PLUMBING CPVC |  |  |  | 636_C+SGST 18% I/P RD
2071 | CPVC REDR TEE 25 X 15 MM PN-11 | 1980 | Material | 7017_NOS | 7017_NOS | 1 |  | 15119_PLUMBING CPVC |  |  |  | 636_C+SGST 18% I/P RD
2072 | CPVC REDR TEE 25 X 20 MM PN-11 | 1980 | Material | 7017_NOS | 7017_NOS | 1 |  | 15119_PLUMBING CPVC |  |  |  | 636_C+SGST 18% I/P RD
2073 | CPVC REDR TEE 32 X 15 MM PN-11 | 1980 | Material | 7017_NOS | 7017_NOS | 1 |  | 15119_PLUMBING CPVC |  |  |  | 636_C+SGST 18% I/P RD
2074 | CPVC REDR TEE 32 X 20 MM PN-11 | 1980 | Material | 7017_NOS | 7017_NOS | 1 |  | 15119_PLUMBING CPVC |  |  |  | 636_C+SGST 18% I/P RD
2075 | CPVC REDR TEE 32 X 25 MM PN-11 | 1980 | Material | 7017_NOS | 7017_NOS | 1 |  | 15119_PLUMBING CPVC |  |  |  | 636_C+SGST 18% I/P RD
2076 | CPVC REDR TEE 40 X 15 MM PN-11 | 1980 | Material | 7017_NOS | 7017_NOS | 1 |  | 15119_PLUMBING CPVC |  |  |  | 636_C+SGST 18% I/P RD
2077 | CPVC REDR TEE 40 X 20 MM PN-11 | 1980 | Material | 7017_NOS | 7017_NOS | 1 |  | 15119_PLUMBING CPVC |  |  |  | 636_C+SGST 18% I/P RD
2078 | CPVC REDR TEE 40 X 25 MM PN-11 | 1980 | Material | 7017_NOS | 7017_NOS | 1 |  | 15119_PLUMBING CPVC |  |  |  | 636_C+SGST 18% I/P RD
2079 | CPVC REDR TEE 40 X 32 MM PN-11 | 1980 | Material | 7017_NOS | 7017_NOS | 1 |  | 15119_PLUMBING CPVC |  |  |  | 636_C+SGST 18% I/P RD
2080 | CPVC REDR TEE 50 X 15 MM PN-11 | 1980 | Material | 7017_NOS | 7017_NOS | 1 |  | 15119_PLUMBING CPVC |  |  |  | 636_C+SGST 18% I/P RD
2081 | CPVC REDR TEE 50 X 20 MM PN-11 | 1980 | Material | 7017_NOS | 7017_NOS | 1 |  | 15119_PLUMBING CPVC |  |  |  | 636_C+SGST 18% I/P RD
2082 | CPVC REDR TEE 50 X 25 MM PN-11 | 1980 | Material | 7017_NOS | 7017_NOS | 1 |  | 15119_PLUMBING CPVC |  |  |  | 636_C+SGST 18% I/P RD
2083 | CPVC REDR TEE 50 X 32 MM PN-11 | 1980 | Material | 7017_NOS | 7017_NOS | 1 |  | 15119_PLUMBING CPVC |  |  |  | 636_C+SGST 18% I/P RD
2084 | CPVC REDR TEE 50 X 40 MM PN-11 | 1980 | Material | 7017_NOS | 7017_NOS | 1 |  | 15119_PLUMBING CPVC |  |  |  | 636_C+SGST 18% I/P RD
2085 | CPVC TRANSITION BUSHING (U x C) 15 X 15 MM PN-11 | 1980 | Material | 7017_NOS | 7017_NOS | 1 |  | 15119_PLUMBING CPVC |  |  |  | 636_C+SGST 18% I/P RD
2086 | CPVC TRANSITION BUSHING (U x C) 20 X 20 MM PN-11 | 1980 | Material | 7017_NOS | 7017_NOS | 1 |  | 15119_PLUMBING CPVC |  |  |  | 636_C+SGST 18% I/P RD
2087 | CPVC TRANSITION BUSHING (U x C) 25 X 25 MM PN-11 | 1980 | Material | 7017_NOS | 7017_NOS | 1 |  | 15119_PLUMBING CPVC |  |  |  | 636_C+SGST 18% I/P RD
2088 | CPVC TRANSITION BUSHING (U x C) 32 X 32 MM PN-11 | 1980 | Material | 7017_NOS | 7017_NOS | 1 |  | 15119_PLUMBING CPVC |  |  |  | 636_C+SGST 18% I/P RD
2089 | CPVC TRANSITION BUSHING (U x C) 40 X 40 MM PN-11 | 1980 | Material | 7017_NOS | 7017_NOS | 1 |  | 15119_PLUMBING CPVC |  |  |  | 636_C+SGST 18% I/P RD
2090 | CPVC TRANSITION BUSHING (U x C) 50 X 50 MM PN-11 | 1980 | Material | 7017_NOS | 7017_NOS | 1 |  | 15119_PLUMBING CPVC |  |  |  | 636_C+SGST 18% I/P RD
2091 | CPVC TRANSITION BUSHING (U x C)20 X 20 MM PN-11 | 1980 | Material | 7017_NOS | 7017_NOS | 1 |  | 15119_PLUMBING CPVC |  |  |  | 636_C+SGST 18% I/P RD
2092 | CPVC TRANSITION BUSHING (U x C)25 X 25 MM PN-11 | 1980 | Material | 7017_NOS | 7017_NOS | 1 |  | 15119_PLUMBING CPVC |  |  |  | 636_C+SGST 18% I/P RD
2093 | CPVC MTA PLASTIC 15 MM PN-11 | 1980 | Material | 7017_NOS | 7017_NOS | 1 |  | 15119_PLUMBING CPVC |  |  |  | 636_C+SGST 18% I/P RD
2094 | CPVC MTA PLASTIC 20 MM PN-11 | 1980 | Material | 7017_NOS | 7017_NOS | 1 |  | 15119_PLUMBING CPVC |  |  |  | 636_C+SGST 18% I/P RD
2095 | CPVC MTA PLASTIC 25 MM PN-11 | 1980 | Material | 7017_NOS | 7017_NOS | 1 |  | 15119_PLUMBING CPVC |  |  |  | 636_C+SGST 18% I/P RD
2096 | CPVC MTA PLASTIC 32 MM PN-11 | 1980 | Material | 7017_NOS | 7017_NOS | 1 |  | 15119_PLUMBING CPVC |  |  |  | 636_C+SGST 18% I/P RD
2097 | CPVC MTA PLASTIC 40 MM PN-11 | 1980 | Material | 7017_NOS | 7017_NOS | 1 |  | 15119_PLUMBING CPVC |  |  |  | 636_C+SGST 18% I/P RD
2098 | CPVC MTA PLASTIC 50 MM PN-11 | 1980 | Material | 7017_NOS | 7017_NOS | 1 |  | 15119_PLUMBING CPVC |  |  |  | 636_C+SGST 18% I/P RD
2099 | CPVC REDUCING MTA PLASTIC 20 X 15 MM PN-11 | 1980 | Material | 7017_NOS | 7017_NOS | 1 |  | 15119_PLUMBING CPVC |  |  |  | 636_C+SGST 18% I/P RD
2100 | CPVC REDUCING MTA PLASTIC 25 X 20 MM PN-11 | 1980 | Material | 7017_NOS | 7017_NOS | 1 |  | 15119_PLUMBING CPVC |  |  |  | 636_C+SGST 18% I/P RD
2101 | CPVC REDUCING MTA PLASTIC 32 X 25 MM PN-11 | 1980 | Material | 7017_NOS | 7017_NOS | 1 |  | 15119_PLUMBING CPVC |  |  |  | 636_C+SGST 18% I/P RD
2102 | CPVC FTA PLASTIC 15 MM PN-11 | 1980 | Material | 7017_NOS | 7017_NOS | 1 |  | 15119_PLUMBING CPVC |  |  |  | 636_C+SGST 18% I/P RD
2103 | CPVC FTA PLASTIC 20 MM PN-11 | 1980 | Material | 7017_NOS | 7017_NOS | 1 |  | 15119_PLUMBING CPVC |  |  |  | 636_C+SGST 18% I/P RD
2104 | CPVC FTA PLASTIC 25 MM PN-11 | 1980 | Material | 7017_NOS | 7017_NOS | 1 |  | 15119_PLUMBING CPVC |  |  |  | 636_C+SGST 18% I/P RD
2105 | CPVC FTA PLASTIC 32 MM PN-11 | 1980 | Material | 7017_NOS | 7017_NOS | 1 |  | 15119_PLUMBING CPVC |  |  |  | 636_C+SGST 18% I/P RD
2106 | CPVC FTA PLASTIC 40 MM PN-11 | 1980 | Material | 7017_NOS | 7017_NOS | 1 |  | 15119_PLUMBING CPVC |  |  |  | 636_C+SGST 18% I/P RD
2107 | CPVC FTA PLASTIC 50 MM PN-11 | 1980 | Material | 7017_NOS | 7017_NOS | 1 |  | 15119_PLUMBING CPVC |  |  |  | 636_C+SGST 18% I/P RD
2108 | CPVC REDUCING FTA PLASTIC 20 X 15 MM PN-11 | 1980 | Material | 7017_NOS | 7017_NOS | 1 |  | 15119_PLUMBING CPVC |  |  |  | 636_C+SGST 18% I/P RD
2109 | CPVC REDUCING FTA PLASTIC 32 X 25 MM PN-11 | 1980 | Material | 7017_NOS | 7017_NOS | 1 |  | 15119_PLUMBING CPVC |  |  |  | 636_C+SGST 18% I/P RD
2110 | CPVC BRASS FTA 15 MM PN-11 | 1980 | Material | 7017_NOS | 7017_NOS | 1 |  | 15119_PLUMBING CPVC |  |  |  | 636_C+SGST 18% I/P RD
2111 | CPVC BRASS FTA 20 MM PN-11 | 1980 | Material | 7017_NOS | 7017_NOS | 1 |  | 15119_PLUMBING CPVC |  |  |  | 636_C+SGST 18% I/P RD
2112 | CPVC BRASS FTA 25 MM PN-11 | 1980 | Material | 7017_NOS | 7017_NOS | 1 |  | 15119_PLUMBING CPVC |  |  |  | 636_C+SGST 18% I/P RD
2113 | CPVC BRASS FTA 32 MM PN-11 | 1980 | Material | 7017_NOS | 7017_NOS | 1 |  | 15119_PLUMBING CPVC |  |  |  | 636_C+SGST 18% I/P RD
2114 | CPVC BRASS FTA 40 MM PN-11 | 1980 | Material | 7017_NOS | 7017_NOS | 1 |  | 15119_PLUMBING CPVC |  |  |  | 636_C+SGST 18% I/P RD
2115 | CPVC BRASS FTA 50 MM PN-11 | 1980 | Material | 7017_NOS | 7017_NOS | 1 |  | 15119_PLUMBING CPVC |  |  |  | 636_C+SGST 18% I/P RD
2116 | CPVC BRASS REDUCING FTA 20 X 15 MM PN-11 | 1980 | Material | 7017_NOS | 7017_NOS | 1 |  | 15119_PLUMBING CPVC |  |  |  | 636_C+SGST 18% I/P RD
2117 | CPVC BRASS REDUCING FTA 25 X 15 MM PN-11 | 1980 | Material | 7017_NOS | 7017_NOS | 1 |  | 15119_PLUMBING CPVC |  |  |  | 636_C+SGST 18% I/P RD
2118 | CPVC BRASS REDUCING FTA 25 X 20 MM PN-11 | 1980 | Material | 7017_NOS | 7017_NOS | 1 |  | 15119_PLUMBING CPVC |  |  |  | 636_C+SGST 18% I/P RD
2119 | CPVC BRASS MTA 15 MM PN-11 | 1980 | Material | 7017_NOS | 7017_NOS | 1 |  | 15119_PLUMBING CPVC |  |  |  | 636_C+SGST 18% I/P RD
2120 | CPVC BRASS MTA 20 MM PN-11 | 1980 | Material | 7017_NOS | 7017_NOS | 1 |  | 15119_PLUMBING CPVC |  |  |  | 636_C+SGST 18% I/P RD
2121 | CPVC BRASS MTA 25 MM PN-11 | 1980 | Material | 7017_NOS | 7017_NOS | 1 |  | 15119_PLUMBING CPVC |  |  |  | 636_C+SGST 18% I/P RD
2122 | CPVC BRASS MTA 32 MM PN-11 | 1980 | Material | 7017_NOS | 7017_NOS | 1 |  | 15119_PLUMBING CPVC |  |  |  | 636_C+SGST 18% I/P RD
2123 | CPVC BRASS MTA 40 MM PN-11 | 1980 | Material | 7017_NOS | 7017_NOS | 1 |  | 15119_PLUMBING CPVC |  |  |  | 636_C+SGST 18% I/P RD
2124 | CPVC BRASS MTA 50 MM PN-11 | 1980 | Material | 7017_NOS | 7017_NOS | 1 |  | 15119_PLUMBING CPVC |  |  |  | 636_C+SGST 18% I/P RD
2125 | CPVC BRASS REDUCING MTA 20 X 15 MM PN-11 | 1980 | Material | 7017_NOS | 7017_NOS | 1 |  | 15119_PLUMBING CPVC |  |  |  | 636_C+SGST 18% I/P RD
2126 | CPVC BRASS REDUCING MTA 25 X 15 MM PN-11 | 1980 | Material | 7017_NOS | 7017_NOS | 1 |  | 15119_PLUMBING CPVC |  |  |  | 636_C+SGST 18% I/P RD
2127 | CPVC BRASS REDUCING MTA 25 X 20 MM PN-11 | 1980 | Material | 7017_NOS | 7017_NOS | 1 |  | 15119_PLUMBING CPVC |  |  |  | 636_C+SGST 18% I/P RD
2128 | CPVC BRASS ELBOW FEMALE THRD 15 MM PN-11 | 1980 | Material | 7017_NOS | 7017_NOS | 1 |  | 15119_PLUMBING CPVC |  |  |  | 636_C+SGST 18% I/P RD
2129 | CPVC BRASS ELBOW FEMALE THRD 20 MM PN-11 | 1980 | Material | 7017_NOS | 7017_NOS | 1 |  | 15119_PLUMBING CPVC |  |  |  | 636_C+SGST 18% I/P RD
2130 | CPVC BRASS ELBOW FEMALE THRD 25 MM PN-11 | 1980 | Material | 7017_NOS | 7017_NOS | 1 |  | 15119_PLUMBING CPVC |  |  |  | 636_C+SGST 18% I/P RD
2131 | CPVC BRASS ELBOW FEMALE THRD 32 MM PN-11 | 1980 | Material | 7017_NOS | 7017_NOS | 1 |  | 15119_PLUMBING CPVC |  |  |  | 636_C+SGST 18% I/P RD
2132 | CPVC BRASS REDUCING ELBOW FEMALE THRD 20 X 15 MM PN-11 | 1980 | Material | 7017_NOS | 7017_NOS | 1 |  | 15119_PLUMBING CPVC |  |  |  | 636_C+SGST 18% I/P RD
2133 | CPVC BRASS REDUCING ELBOW FEMALE THRD 25 X 15 MM PN-11 | 1980 | Material | 7017_NOS | 7017_NOS | 1 |  | 15119_PLUMBING CPVC |  |  |  | 636_C+SGST 18% I/P RD
2134 | CPVC BRASS REDUCING ELBOW FEMALE THRD 25 X 20 MM PN-11 | 1980 | Material | 7017_NOS | 7017_NOS | 1 |  | 15119_PLUMBING CPVC |  |  |  | 636_C+SGST 18% I/P RD
2135 | CPVC BRASS REDUCING ELBOW FEMALE THRD 40 X 15 MM PN-11 | 1980 | Material | 7017_NOS | 7017_NOS | 1 |  | 15119_PLUMBING CPVC |  |  |  | 636_C+SGST 18% I/P RD
2136 | CPVC BRASS TEE FEMALE THRD 15 MM PN-11 | 1980 | Material | 7017_NOS | 7017_NOS | 1 |  | 15119_PLUMBING CPVC |  |  |  | 636_C+SGST 18% I/P RD
2137 | CPVC BRASS TEE FEMALE THRD 20 MM PN-11 | 1980 | Material | 7017_NOS | 7017_NOS | 1 |  | 15119_PLUMBING CPVC |  |  |  | 636_C+SGST 18% I/P RD
2138 | CPVC BRASS TEE FEMALE THRD 25 MM PN-11 | 1980 | Material | 7017_NOS | 7017_NOS | 1 |  | 15119_PLUMBING CPVC |  |  |  | 636_C+SGST 18% I/P RD
2139 | CPVC BRASS TEE FEMALE THRD 32 MM PN-11 | 1980 | Material | 7017_NOS | 7017_NOS | 1 |  | 15119_PLUMBING CPVC |  |  |  | 636_C+SGST 18% I/P RD
2140 | CPVC BRASS REDUCING TEE FEMALE THRD 20 X 15 MM PN-11 | 1980 | Material | 7017_NOS | 7017_NOS | 1 |  | 15119_PLUMBING CPVC |  |  |  | 636_C+SGST 18% I/P RD
2141 | CPVC BRASS REDUCING TEE FEMALE THRD 25 X 15 MM PN-11 | 1980 | Material | 7017_NOS | 7017_NOS | 1 |  | 15119_PLUMBING CPVC |  |  |  | 636_C+SGST 18% I/P RD
2142 | CPVC BRASS REDUCING TEE FEMALE THRD 25 X 20 MM PN-11 | 1980 | Material | 7017_NOS | 7017_NOS | 1 |  | 15119_PLUMBING CPVC |  |  |  | 636_C+SGST 18% I/P RD
2143 | CPVC BRASS REDUCING TEE FEMALE THRD 32 X 15 MM PN-11 | 1980 | Material | 7017_NOS | 7017_NOS | 1 |  | 15119_PLUMBING CPVC |  |  |  | 636_C+SGST 18% I/P RD
2144 | CPVC BRASS REDUCING TEE MALE THRD 20 X 15 MM PN-11 | 1980 | Material | 7017_NOS | 7017_NOS | 1 |  | 15119_PLUMBING CPVC |  |  |  | 636_C+SGST 18% I/P RD
2145 | CPVC BALL VALVE 15 MM PN-11 | 1980 | Material | 7017_NOS | 7017_NOS | 1 |  | 15119_PLUMBING CPVC |  |  |  | 636_C+SGST 18% I/P RD
2146 | CPVC BALL VALVE 20 MM PN-11 | 1980 | Material | 7017_NOS | 7017_NOS | 1 |  | 15119_PLUMBING CPVC |  |  |  | 636_C+SGST 18% I/P RD
2147 | CPVC BALL VALVE 25 MM PN-11 | 1980 | Material | 7017_NOS | 7017_NOS | 1 |  | 15119_PLUMBING CPVC |  |  |  | 636_C+SGST 18% I/P RD
2148 | CPVC BALL VALVE 32 MM PN-11 | 1980 | Material | 7017_NOS | 7017_NOS | 1 |  | 15119_PLUMBING CPVC |  |  |  | 636_C+SGST 18% I/P RD
2149 | CPVC BALL VALVE 40 MM PN-11 | 1980 | Material | 7017_NOS | 7017_NOS | 1 |  | 15119_PLUMBING CPVC |  |  |  | 636_C+SGST 18% I/P RD
2150 | CPVC BALL VALVE 50 MM PN-11 | 1980 | Material | 7017_NOS | 7017_NOS | 1 |  | 15119_PLUMBING CPVC |  |  |  | 636_C+SGST 18% I/P RD
2151 | CPVC BYPASS BEND 15 MM PN-11 | 1980 | Material | 7017_NOS | 7017_NOS | 1 |  | 15119_PLUMBING CPVC |  |  |  | 636_C+SGST 18% I/P RD
2152 | CPVC BYPASS BEND 20 MM PN-11 | 1980 | Material | 7017_NOS | 7017_NOS | 1 |  | 15119_PLUMBING CPVC |  |  |  | 636_C+SGST 18% I/P RD
2153 | CPVC BYPASS BEND 25 MM PN-11 | 1980 | Material | 7017_NOS | 7017_NOS | 1 |  | 15119_PLUMBING CPVC |  |  |  | 636_C+SGST 18% I/P RD
2154 | CPVC BYPASS BEND (F) 25 MM PN-11 | 1980 | Material | 7017_NOS | 7017_NOS | 1 |  | 15119_PLUMBING CPVC |  |  |  | 636_C+SGST 18% I/P RD
2155 | CPVC BYPASS BEND (F) 32 MM PN-11 | 1980 | Material | 7017_NOS | 7017_NOS | 1 |  | 15119_PLUMBING CPVC |  |  |  | 636_C+SGST 18% I/P RD
2156 | CPVC BYPASS BEND (F) 40 MM PN-11 | 1980 | Material | 7017_NOS | 7017_NOS | 1 |  | 15119_PLUMBING CPVC |  |  |  | 636_C+SGST 18% I/P RD
2157 | CPVC BYPASS BEND (F) 50 MM PN-11 | 1980 | Material | 7017_NOS | 7017_NOS | 1 |  | 15119_PLUMBING CPVC |  |  |  | 636_C+SGST 18% I/P RD
2158 | CPVC CIRCUIT TESTING PLUG 15 MM PN-11 | 1980 | Material | 7017_NOS | 7017_NOS | 1 |  | 15119_PLUMBING CPVC |  |  |  | 636_C+SGST 18% I/P RD
2159 | CPVC HOLE REPAIRING COUPLER 15 MM PN-11 | 1980 | Material | 7017_NOS | 7017_NOS | 1 |  | 15119_PLUMBING CPVC |  |  |  | 636_C+SGST 18% I/P RD
2160 | CPVC HOLE REPAIRING COUPLER 20 MM PN-11 | 1980 | Material | 7017_NOS | 7017_NOS | 1 |  | 15119_PLUMBING CPVC |  |  |  | 636_C+SGST 18% I/P RD
2161 | CPVC HOLE REPAIRING COUPLER 25 MM PN-11 | 1980 | Material | 7017_NOS | 7017_NOS | 1 |  | 15119_PLUMBING CPVC |  |  |  | 636_C+SGST 18% I/P RD
2162 | CPVC SOLVENT | 1980 | Material | 7049_ML. | 7049_ML. | 1 |  | 15119_PLUMBING CPVC |  |  |  | 636_C+SGST 18% I/P RD
2163 | PLUMBING SWR O-RING | 0 | Group
2164 | SWR O-RING PIPE S/S 75 MM X 3 MTR. 'B' TYPE | 2163 | Material | 7017_NOS | 7017_NOS | 1 |  | 15120_PLUMBING SWR O-RING |  |  |  | 636_C+SGST 18% I/P RD
2165 | SWR O-RING PIPE S/S 90 MM X 3 MTR. 'B' TYPE | 2163 | Material | 7017_NOS | 7017_NOS | 1 |  | 15120_PLUMBING SWR O-RING |  |  |  | 636_C+SGST 18% I/P RD
2166 | SWR O-RING PIPE S/S 110 MM X 3 MTR. 'B' TYPE | 2163 | Material | 7017_NOS | 7017_NOS | 1 |  | 15120_PLUMBING SWR O-RING |  |  |  | 636_C+SGST 18% I/P RD
2167 | SWR O-RING PIPE S/S 160 MM X 3 MTR. 'B' TYPE | 2163 | Material | 7017_NOS | 7017_NOS | 1 |  | 15120_PLUMBING SWR O-RING |  |  |  | 636_C+SGST 18% I/P RD
2168 | SWR O-RING PIPE D/S 75 MM X 3 MTR. 'B' TYPE | 2163 | Material | 7017_NOS | 7017_NOS | 1 |  | 15120_PLUMBING SWR O-RING |  |  |  | 636_C+SGST 18% I/P RD
2169 | SWR O-RING PIPE D/S 90 MM X 3 MTR. 'B' TYPE | 2163 | Material | 7017_NOS | 7017_NOS | 1 |  | 15120_PLUMBING SWR O-RING |  |  |  | 636_C+SGST 18% I/P RD
2170 | SWR O-RING PIPE D/S 110 MM X 3 MTR. 'B' TYPE | 2163 | Material | 7017_NOS | 7017_NOS | 1 |  | 15120_PLUMBING SWR O-RING |  |  |  | 636_C+SGST 18% I/P RD
2171 | SWR O-RING PIPE D/S 160 MM X 3 MTR. 'B' TYPE | 2163 | Material | 7017_NOS | 7017_NOS | 1 |  | 15120_PLUMBING SWR O-RING |  |  |  | 636_C+SGST 18% I/P RD
2172 | SWR O-RING PIPE S/S 75 MM X 2 FT. 'B' TYPE | 2163 | Material | 7017_NOS | 7017_NOS | 1 |  | 15120_PLUMBING SWR O-RING |  |  |  | 636_C+SGST 18% I/P RD
2173 | SWR O-RING PIPE S/S 90 MM X 2 FT. 'B' TYPE | 2163 | Material | 7017_NOS | 7017_NOS | 1 |  | 15120_PLUMBING SWR O-RING |  |  |  | 636_C+SGST 18% I/P RD
2174 | SWR O-RING PIPE S/S 110 MM X 2 FT. 'B' TYPE | 2163 | Material | 7017_NOS | 7017_NOS | 1 |  | 15120_PLUMBING SWR O-RING |  |  |  | 636_C+SGST 18% I/P RD
2175 | SWR O-RING PIPE S/S 160 MM X 2 FT. 'B' TYPE | 2163 | Material | 7017_NOS | 7017_NOS | 1 |  | 15120_PLUMBING SWR O-RING |  |  |  | 636_C+SGST 18% I/P RD
2176 | SWR O-RING PIPE S/S 75 MM X 3 FT. 'B' TYPE | 2163 | Material | 7017_NOS | 7017_NOS | 1 |  | 15120_PLUMBING SWR O-RING |  |  |  | 636_C+SGST 18% I/P RD
2177 | SWR O-RING PIPE S/S 90 MM X 3 FT. 'B' TYPE | 2163 | Material | 7017_NOS | 7017_NOS | 1 |  | 15120_PLUMBING SWR O-RING |  |  |  | 636_C+SGST 18% I/P RD
2178 | SWR O-RING PIPE S/S 110 MM X 3 FT. 'B' TYPE | 2163 | Material | 7017_NOS | 7017_NOS | 1 |  | 15120_PLUMBING SWR O-RING |  |  |  | 636_C+SGST 18% I/P RD
2179 | SWR O-RING PIPE S/S 160 MM X 3 FT. 'B' TYPE | 2163 | Material | 7017_NOS | 7017_NOS | 1 |  | 15120_PLUMBING SWR O-RING |  |  |  | 636_C+SGST 18% I/P RD
2180 | SWR O-RING PIPE S/S 75 MM X 4 FT. 'B' TYPE | 2163 | Material | 7017_NOS | 7017_NOS | 1 |  | 15120_PLUMBING SWR O-RING |  |  |  | 636_C+SGST 18% I/P RD
2181 | SWR O-RING PIPE S/S 90 MM X 4 FT. 'B' TYPE | 2163 | Material | 7017_NOS | 7017_NOS | 1 |  | 15120_PLUMBING SWR O-RING |  |  |  | 636_C+SGST 18% I/P RD
2182 | SWR O-RING PIPE S/S 110 MM X 4 FT. 'B' TYPE | 2163 | Material | 7017_NOS | 7017_NOS | 1 |  | 15120_PLUMBING SWR O-RING |  |  |  | 636_C+SGST 18% I/P RD
2183 | SWR O-RING PIPE S/S 160 MM X 4 FT. 'B' TYPE | 2163 | Material | 7017_NOS | 7017_NOS | 1 |  | 15120_PLUMBING SWR O-RING |  |  |  | 636_C+SGST 18% I/P RD
2184 | SWR O-RING PIPE S/S 75 MM X 6 FT. 'B' TYPE | 2163 | Material | 7017_NOS | 7017_NOS | 1 |  | 15120_PLUMBING SWR O-RING |  |  |  | 636_C+SGST 18% I/P RD
2185 | SWR O-RING PIPE S/S 90 MM X 6 FT. 'B' TYPE | 2163 | Material | 7017_NOS | 7017_NOS | 1 |  | 15120_PLUMBING SWR O-RING |  |  |  | 636_C+SGST 18% I/P RD
2186 | SWR O-RING PIPE S/S 110 MM X 6 FT. 'B' TYPE | 2163 | Material | 7017_NOS | 7017_NOS | 1 |  | 15120_PLUMBING SWR O-RING |  |  |  | 636_C+SGST 18% I/P RD
2187 | SWR O-RING PIPE S/S 160 MM X 6 FT. 'B' TYPE | 2163 | Material | 7017_NOS | 7017_NOS | 1 |  | 15120_PLUMBING SWR O-RING |  |  |  | 636_C+SGST 18% I/P RD
2188 | SWR O-RING PIPE D/S 75 MM X 2 FT. 'B' TYPE | 2163 | Material | 7017_NOS | 7017_NOS | 1 |  | 15120_PLUMBING SWR O-RING |  |  |  | 636_C+SGST 18% I/P RD
2189 | SWR O-RING PIPE D/S 90 MM X 2 FT. 'B' TYPE | 2163 | Material | 7017_NOS | 7017_NOS | 1 |  | 15120_PLUMBING SWR O-RING |  |  |  | 636_C+SGST 18% I/P RD
2190 | SWR O-RING PIPE D/S 110 MM X 2 FT. 'B' TYPE | 2163 | Material | 7017_NOS | 7017_NOS | 1 |  | 15120_PLUMBING SWR O-RING |  |  |  | 636_C+SGST 18% I/P RD
2191 | SWR O-RING PIPE D/S 160 MM X 2 FT. 'B' TYPE | 2163 | Material | 7017_NOS | 7017_NOS | 1 |  | 15120_PLUMBING SWR O-RING |  |  |  | 636_C+SGST 18% I/P RD
2192 | SWR O-RING PIPE D/S 75 MM X 3 FT. 'B' TYPE | 2163 | Material | 7017_NOS | 7017_NOS | 1 |  | 15120_PLUMBING SWR O-RING |  |  |  | 636_C+SGST 18% I/P RD
2193 | SWR O-RING PIPE D/S 90 MM X 3 FT. 'B' TYPE | 2163 | Material | 7017_NOS | 7017_NOS | 1 |  | 15120_PLUMBING SWR O-RING |  |  |  | 636_C+SGST 18% I/P RD
2194 | SWR O-RING PIPE D/S 110 MM X 3 FT. 'B' TYPE | 2163 | Material | 7017_NOS | 7017_NOS | 1 |  | 15120_PLUMBING SWR O-RING |  |  |  | 636_C+SGST 18% I/P RD
2195 | SWR O-RING PIPE D/S 160 MM X 3 FT. 'B' TYPE | 2163 | Material | 7017_NOS | 7017_NOS | 1 |  | 15120_PLUMBING SWR O-RING |  |  |  | 636_C+SGST 18% I/P RD
2196 | SWR O-RING PIPE D/S 75 MM X 4 FT. 'B' TYPE | 2163 | Material | 7017_NOS | 7017_NOS | 1 |  | 15120_PLUMBING SWR O-RING |  |  |  | 636_C+SGST 18% I/P RD
2197 | SWR O-RING PIPE D/S 90 MM X 4 FT. 'B' TYPE | 2163 | Material | 7017_NOS | 7017_NOS | 1 |  | 15120_PLUMBING SWR O-RING |  |  |  | 636_C+SGST 18% I/P RD
2198 | SWR O-RING PIPE D/S 110 MM X 4 FT. 'B' TYPE | 2163 | Material | 7017_NOS | 7017_NOS | 1 |  | 15120_PLUMBING SWR O-RING |  |  |  | 636_C+SGST 18% I/P RD
2199 | SWR O-RING PIPE D/S 160 MM X 4 FT. 'B' TYPE | 2163 | Material | 7017_NOS | 7017_NOS | 1 |  | 15120_PLUMBING SWR O-RING |  |  |  | 636_C+SGST 18% I/P RD
2200 | SWR O-RING PIPE D/S 75 MM X 6 FT. 'B' TYPE | 2163 | Material | 7017_NOS | 7017_NOS | 1 |  | 15120_PLUMBING SWR O-RING |  |  |  | 636_C+SGST 18% I/P RD
2201 | SWR O-RING PIPE D/S 90 MM X 6 FT. 'B' TYPE | 2163 | Material | 7017_NOS | 7017_NOS | 1 |  | 15120_PLUMBING SWR O-RING |  |  |  | 636_C+SGST 18% I/P RD
2202 | SWR O-RING PIPE D/S 110 MM X 6 FT. 'B' TYPE | 2163 | Material | 7017_NOS | 7017_NOS | 1 |  | 15120_PLUMBING SWR O-RING |  |  |  | 636_C+SGST 18% I/P RD
2203 | SWR O-RING PIPE D/S 160 MM X 6 FT. 'B' TYPE | 2163 | Material | 7017_NOS | 7017_NOS | 1 |  | 15120_PLUMBING SWR O-RING |  |  |  | 636_C+SGST 18% I/P RD
2204 | SWR O-RING SOCKET 75 MM | 2163 | Material | 7017_NOS | 7017_NOS | 1 |  | 15120_PLUMBING SWR O-RING |  |  |  | 636_C+SGST 18% I/P RD
2205 | SWR O-RING SOCKET 90 MM | 2163 | Material | 7017_NOS | 7017_NOS | 1 |  | 15120_PLUMBING SWR O-RING |  |  |  | 636_C+SGST 18% I/P RD
2206 | SWR O-RING SOCKET 110 MM | 2163 | Material | 7017_NOS | 7017_NOS | 1 |  | 15120_PLUMBING SWR O-RING |  |  |  | 636_C+SGST 18% I/P RD
2207 | SWR O-RING SOCKET 160 MM | 2163 | Material | 7017_NOS | 7017_NOS | 1 |  | 15120_PLUMBING SWR O-RING |  |  |  | 636_C+SGST 18% I/P RD
2208 | SWR O-RING BEND 90 DEG 75 MM | 2163 | Material | 7017_NOS | 7017_NOS | 1 |  | 15120_PLUMBING SWR O-RING |  |  |  | 636_C+SGST 18% I/P RD
2209 | SWR O-RING BEND 90 DEG 90 MM | 2163 | Material | 7017_NOS | 7017_NOS | 1 |  | 15120_PLUMBING SWR O-RING |  |  |  | 636_C+SGST 18% I/P RD
2210 | SWR O-RING BEND 90 DEG 110 MM | 2163 | Material | 7017_NOS | 7017_NOS | 1 |  | 15120_PLUMBING SWR O-RING |  |  |  | 636_C+SGST 18% I/P RD
2211 | SWR O-RING BEND 90 DEG 160 MM | 2163 | Material | 7017_NOS | 7017_NOS | 1 |  | 15120_PLUMBING SWR O-RING |  |  |  | 636_C+SGST 18% I/P RD
2212 | SWR O-RING BEND 45 DEG 75 MM | 2163 | Material | 7017_NOS | 7017_NOS | 1 |  | 15120_PLUMBING SWR O-RING |  |  |  | 636_C+SGST 18% I/P RD
2213 | SWR O-RING BEND 45 DEG 90 MM | 2163 | Material | 7017_NOS | 7017_NOS | 1 |  | 15120_PLUMBING SWR O-RING |  |  |  | 636_C+SGST 18% I/P RD
2214 | SWR O-RING BEND 45 DEG 110 MM | 2163 | Material | 7017_NOS | 7017_NOS | 1 |  | 15120_PLUMBING SWR O-RING |  |  |  | 636_C+SGST 18% I/P RD
2215 | SWR O-RING BEND 45 DEG 160 MM | 2163 | Material | 7017_NOS | 7017_NOS | 1 |  | 15120_PLUMBING SWR O-RING |  |  |  | 636_C+SGST 18% I/P RD
2216 | SWR O-RING PLUG BEND 90 DEG 75 MM | 2163 | Material | 7017_NOS | 7017_NOS | 1 |  | 15120_PLUMBING SWR O-RING |  |  |  | 636_C+SGST 18% I/P RD
2217 | SWR O-RING PLUG BEND 90 DEG 90 MM | 2163 | Material | 7017_NOS | 7017_NOS | 1 |  | 15120_PLUMBING SWR O-RING |  |  |  | 636_C+SGST 18% I/P RD
2218 | SWR O-RING PLUG BEND 90 DEG 110 MM | 2163 | Material | 7017_NOS | 7017_NOS | 1 |  | 15120_PLUMBING SWR O-RING |  |  |  | 636_C+SGST 18% I/P RD
2219 | SWR O-RING PLUG BEND 90 DEG 160 MM | 2163 | Material | 7017_NOS | 7017_NOS | 1 |  | 15120_PLUMBING SWR O-RING |  |  |  | 636_C+SGST 18% I/P RD
2220 | SWR O-RING SWEPT BEND 110 MM | 2163 | Material | 7017_NOS | 7017_NOS | 1 |  | 15120_PLUMBING SWR O-RING |  |  |  | 636_C+SGST 18% I/P RD
2221 | SWR O-RING SWEPT LONG BEND 110 MM | 2163 | Material | 7017_NOS | 7017_NOS | 1 |  | 15120_PLUMBING SWR O-RING |  |  |  | 636_C+SGST 18% I/P RD
2222 | SWR O-RING TEE 75 MM | 2163 | Material | 7017_NOS | 7017_NOS | 1 |  | 15120_PLUMBING SWR O-RING |  |  |  | 636_C+SGST 18% I/P RD
2223 | SWR O-RING TEE 90 MM | 2163 | Material | 7017_NOS | 7017_NOS | 1 |  | 15120_PLUMBING SWR O-RING |  |  |  | 636_C+SGST 18% I/P RD
2224 | SWR O-RING TEE 110 MM | 2163 | Material | 7017_NOS | 7017_NOS | 1 |  | 15120_PLUMBING SWR O-RING |  |  |  | 636_C+SGST 18% I/P RD
2225 | SWR O-RING TEE 160 MM | 2163 | Material | 7017_NOS | 7017_NOS | 1 |  | 15120_PLUMBING SWR O-RING |  |  |  | 636_C+SGST 18% I/P RD
2226 | SWR O-RING PLUG TEE 75 MM | 2163 | Material | 7017_NOS | 7017_NOS | 1 |  | 15120_PLUMBING SWR O-RING |  |  |  | 636_C+SGST 18% I/P RD
2227 | SWR O-RING PLUG TEE 90 MM | 2163 | Material | 7017_NOS | 7017_NOS | 1 |  | 15120_PLUMBING SWR O-RING |  |  |  | 636_C+SGST 18% I/P RD
2228 | SWR O-RING PLUG TEE 110 MM | 2163 | Material | 7017_NOS | 7017_NOS | 1 |  | 15120_PLUMBING SWR O-RING |  |  |  | 636_C+SGST 18% I/P RD
2229 | SWR O-RING PLUG TEE 160 MM | 2163 | Material | 7017_NOS | 7017_NOS | 1 |  | 15120_PLUMBING SWR O-RING |  |  |  | 636_C+SGST 18% I/P RD
2230 | SWR O-RING SINGLE Y 75 MM | 2163 | Material | 7017_NOS | 7017_NOS | 1 |  | 15120_PLUMBING SWR O-RING |  |  |  | 636_C+SGST 18% I/P RD
2231 | SWR O-RING SINGLE Y 90 MM | 2163 | Material | 7017_NOS | 7017_NOS | 1 |  | 15120_PLUMBING SWR O-RING |  |  |  | 636_C+SGST 18% I/P RD
2232 | SWR O-RING SINGLE Y 110 MM | 2163 | Material | 7017_NOS | 7017_NOS | 1 |  | 15120_PLUMBING SWR O-RING |  |  |  | 636_C+SGST 18% I/P RD
2233 | SWR O-RING SINGLE Y 160 MM | 2163 | Material | 7017_NOS | 7017_NOS | 1 |  | 15120_PLUMBING SWR O-RING |  |  |  | 636_C+SGST 18% I/P RD
2234 | SWR O-RING PLUG SINGLE Y 75 MM | 2163 | Material | 7017_NOS | 7017_NOS | 1 |  | 15120_PLUMBING SWR O-RING |  |  |  | 636_C+SGST 18% I/P RD
2235 | SWR O-RING PLUG SINGLE Y 90 MM | 2163 | Material | 7017_NOS | 7017_NOS | 1 |  | 15120_PLUMBING SWR O-RING |  |  |  | 636_C+SGST 18% I/P RD
2236 | SWR O-RING PLUG SINGLE Y 110 MM | 2163 | Material | 7017_NOS | 7017_NOS | 1 |  | 15120_PLUMBING SWR O-RING |  |  |  | 636_C+SGST 18% I/P RD
2237 | SWR O-RING PLUG SINGLE Y 160 MM | 2163 | Material | 7017_NOS | 7017_NOS | 1 |  | 15120_PLUMBING SWR O-RING |  |  |  | 636_C+SGST 18% I/P RD
2238 | SWR O-RING DOUBLE Y 75 MM | 2163 | Material | 7017_NOS | 7017_NOS | 1 |  | 15120_PLUMBING SWR O-RING |  |  |  | 636_C+SGST 18% I/P RD
2239 | SWR O-RING DOUBLE Y 90 MM | 2163 | Material | 7017_NOS | 7017_NOS | 1 |  | 15120_PLUMBING SWR O-RING |  |  |  | 636_C+SGST 18% I/P RD
2240 | SWR O-RING DOUBLE Y 110 MM | 2163 | Material | 7017_NOS | 7017_NOS | 1 |  | 15120_PLUMBING SWR O-RING |  |  |  | 636_C+SGST 18% I/P RD
2241 | SWR O-RING DOUBLE Y 160 MM | 2163 | Material | 7017_NOS | 7017_NOS | 1 |  | 15120_PLUMBING SWR O-RING |  |  |  | 636_C+SGST 18% I/P RD
2242 | SWR O-RING PLUG DOUBLE Y 75 MM | 2163 | Material | 7017_NOS | 7017_NOS | 1 |  | 15120_PLUMBING SWR O-RING |  |  |  | 636_C+SGST 18% I/P RD
2243 | SWR O-RING PLUG DOUBLE Y 90 MM | 2163 | Material | 7017_NOS | 7017_NOS | 1 |  | 15120_PLUMBING SWR O-RING |  |  |  | 636_C+SGST 18% I/P RD
2244 | SWR O-RING PLUG DOUBLE Y 110 MM | 2163 | Material | 7017_NOS | 7017_NOS | 1 |  | 15120_PLUMBING SWR O-RING |  |  |  | 636_C+SGST 18% I/P RD
2245 | SWR O-RING PLUG DOUBLE Y 160 MM | 2163 | Material | 7017_NOS | 7017_NOS | 1 |  | 15120_PLUMBING SWR O-RING |  |  |  | 636_C+SGST 18% I/P RD
2246 | SWR O-RING ECCENTRIC REDR 90 MM X 75 MM | 2163 | Material | 7017_NOS | 7017_NOS | 1 |  | 15120_PLUMBING SWR O-RING |  |  |  | 636_C+SGST 18% I/P RD
2247 | SWR O-RING ECCENTRIC REDR 110 MM X 75 MM | 2163 | Material | 7017_NOS | 7017_NOS | 1 |  | 15120_PLUMBING SWR O-RING |  |  |  | 636_C+SGST 18% I/P RD
2248 | SWR O-RING ECCENTRIC REDR 110 MM X 90 MM | 2163 | Material | 7017_NOS | 7017_NOS | 1 |  | 15120_PLUMBING SWR O-RING |  |  |  | 636_C+SGST 18% I/P RD
2249 | SWR O-RING ECCENTRIC REDR 160 MM X 110 MM | 2163 | Material | 7017_NOS | 7017_NOS | 1 |  | 15120_PLUMBING SWR O-RING |  |  |  | 636_C+SGST 18% I/P RD
2250 | SWR O-RING REDR TEE 90 MM X 75 MM | 2163 | Material | 7017_NOS | 7017_NOS | 1 |  | 15120_PLUMBING SWR O-RING |  |  |  | 636_C+SGST 18% I/P RD
2251 | SWR O-RING REDR TEE 110 MM X 75 MM | 2163 | Material | 7017_NOS | 7017_NOS | 1 |  | 15120_PLUMBING SWR O-RING |  |  |  | 636_C+SGST 18% I/P RD
2252 | SWR O-RING REDR TEE 110 MM X 90 MM | 2163 | Material | 7017_NOS | 7017_NOS | 1 |  | 15120_PLUMBING SWR O-RING |  |  |  | 636_C+SGST 18% I/P RD
2253 | SWR O-RING REDR TEE 160 MM X 110 MM | 2163 | Material | 7017_NOS | 7017_NOS | 1 |  | 15120_PLUMBING SWR O-RING |  |  |  | 636_C+SGST 18% I/P RD
2254 | SWR O-RING REDR PLUG TEE 90 MM X 75 MM | 2163 | Material | 7017_NOS | 7017_NOS | 1 |  | 15120_PLUMBING SWR O-RING |  |  |  | 636_C+SGST 18% I/P RD
2255 | SWR O-RING REDR PLUG TEE 110 MM X 75 MM | 2163 | Material | 7017_NOS | 7017_NOS | 1 |  | 15120_PLUMBING SWR O-RING |  |  |  | 636_C+SGST 18% I/P RD
2256 | SWR O-RING REDR PLUG TEE 160 MM X 110 MM | 2163 | Material | 7017_NOS | 7017_NOS | 1 |  | 15120_PLUMBING SWR O-RING |  |  |  | 636_C+SGST 18% I/P RD
2257 | SWR O-RING REDR SWEPT TEE 110 MM X 75 MM | 2163 | Material | 7017_NOS | 7017_NOS | 1 |  | 15120_PLUMBING SWR O-RING |  |  |  | 636_C+SGST 18% I/P RD
2258 | SWR O-RING REDR SWEPT TEE 160 MM X 110 MM | 2163 | Material | 7017_NOS | 7017_NOS | 1 |  | 15120_PLUMBING SWR O-RING |  |  |  | 636_C+SGST 18% I/P RD
2259 | SWR O-RING REDR SWEPT PLUG TEE 110 MM X 75 MM | 2163 | Material | 7017_NOS | 7017_NOS | 1 |  | 15120_PLUMBING SWR O-RING |  |  |  | 636_C+SGST 18% I/P RD
2260 | SWR O-RING REDR SWEPT PLUG TEE 160 MM X 110 MM | 2163 | Material | 7017_NOS | 7017_NOS | 1 |  | 15120_PLUMBING SWR O-RING |  |  |  | 636_C+SGST 18% I/P RD
2261 | SWR O-RING REDR Y 110 MM X 50 MM | 2163 | Material | 7017_NOS | 7017_NOS | 1 |  | 15120_PLUMBING SWR O-RING |  |  |  | 636_C+SGST 18% I/P RD
2262 | SWR O-RING REDR Y 110 MM X 75 MM | 2163 | Material | 7017_NOS | 7017_NOS | 1 |  | 15120_PLUMBING SWR O-RING |  |  |  | 636_C+SGST 18% I/P RD
2263 | SWR O-RING REDR Y 110 MM X 90 MM | 2163 | Material | 7017_NOS | 7017_NOS | 1 |  | 15120_PLUMBING SWR O-RING |  |  |  | 636_C+SGST 18% I/P RD
2264 | SWR O-RING REDR Y 160 MM X 75 MM | 2163 | Material | 7017_NOS | 7017_NOS | 1 |  | 15120_PLUMBING SWR O-RING |  |  |  | 636_C+SGST 18% I/P RD
2265 | SWR O-RING REDR Y 160 MM X 110 MM | 2163 | Material | 7017_NOS | 7017_NOS | 1 |  | 15120_PLUMBING SWR O-RING |  |  |  | 636_C+SGST 18% I/P RD
2266 | SWR O-RING CLEANING PIPE 75 MM | 2163 | Material | 7017_NOS | 7017_NOS | 1 |  | 15120_PLUMBING SWR O-RING |  |  |  | 636_C+SGST 18% I/P RD
2267 | SWR O-RING CLEANING PIPE 90 MM | 2163 | Material | 7017_NOS | 7017_NOS | 1 |  | 15120_PLUMBING SWR O-RING |  |  |  | 636_C+SGST 18% I/P RD
2268 | SWR O-RING CLEANING PIPE 110 MM | 2163 | Material | 7017_NOS | 7017_NOS | 1 |  | 15120_PLUMBING SWR O-RING |  |  |  | 636_C+SGST 18% I/P RD
2269 | PLUMBING SWR PASTED | 0 | Group
2270 | SWR PASTED PIPE S/S 40 MM X 3 MTR. 'B' TYPE | 2269 | Material | 7017_NOS | 7017_NOS | 1 |  | 15121_PLUMBING SWR PASTED |  |  |  | 636_C+SGST 18% I/P RD
2271 | SWR PASTED PIPE S/S 50 MM X 3 MTR. 'B' TYPE | 2269 | Material | 7017_NOS | 7017_NOS | 1 |  | 15121_PLUMBING SWR PASTED |  |  |  | 636_C+SGST 18% I/P RD
2272 | SWR PASTED PIPE S/S 63 MM X 3 MTR. 'B' TYPE | 2269 | Material | 7017_NOS | 7017_NOS | 1 |  | 15121_PLUMBING SWR PASTED |  |  |  | 636_C+SGST 18% I/P RD
2273 | SWR PASTED PIPE S/S 75 MM X 3 MTR. 'B' TYPE | 2269 | Material | 7017_NOS | 7017_NOS | 1 |  | 15121_PLUMBING SWR PASTED |  |  |  | 636_C+SGST 18% I/P RD
2274 | SWR PASTED PIPE S/S 90 MM X 3 MTR. 'B' TYPE | 2269 | Material | 7017_NOS | 7017_NOS | 1 |  | 15121_PLUMBING SWR PASTED |  |  |  | 636_C+SGST 18% I/P RD
2275 | SWR PASTED PIPE S/S 110 MM X 3 MTR. 'B' TYPE | 2269 | Material | 7017_NOS | 7017_NOS | 1 |  | 15121_PLUMBING SWR PASTED |  |  |  | 636_C+SGST 18% I/P RD
2276 | SWR PASTED PIPE S/S 160 MM X 3 MTR. 'B' TYPE | 2269 | Material | 7017_NOS | 7017_NOS | 1 |  | 15121_PLUMBING SWR PASTED |  |  |  | 636_C+SGST 18% I/P RD
2277 | SWR PASTED PIPE D/S 75 MM X 3 MTR. 'B' TYPE | 2269 | Material | 7017_NOS | 7017_NOS | 1 |  | 15121_PLUMBING SWR PASTED |  |  |  | 636_C+SGST 18% I/P RD
2278 | SWR PASTED PIPE D/S 90 MM X 3 MTR. 'B' TYPE | 2269 | Material | 7017_NOS | 7017_NOS | 1 |  | 15121_PLUMBING SWR PASTED |  |  |  | 636_C+SGST 18% I/P RD
2279 | SWR PASTED PIPE D/S 110 MM X 3 MTR. 'B' TYPE | 2269 | Material | 7017_NOS | 7017_NOS | 1 |  | 15121_PLUMBING SWR PASTED |  |  |  | 636_C+SGST 18% I/P RD
2280 | SWR PASTED PIPE D/S 160 MM X 3 MTR. 'B' TYPE | 2269 | Material | 7017_NOS | 7017_NOS | 1 |  | 15121_PLUMBING SWR PASTED |  |  |  | 636_C+SGST 18% I/P RD
2281 | SWR PASTED PIPE S/S 75 MM X 2 FT. 'B' TYPE | 2269 | Material | 7017_NOS | 7017_NOS | 1 |  | 15121_PLUMBING SWR PASTED |  |  |  | 636_C+SGST 18% I/P RD
2282 | SWR PASTED PIPE S/S 90 MM X 2 FT. 'B' TYPE | 2269 | Material | 7017_NOS | 7017_NOS | 1 |  | 15121_PLUMBING SWR PASTED |  |  |  | 636_C+SGST 18% I/P RD
2283 | SWR PASTED PIPE S/S 110 MM X 2 FT. 'B' TYPE | 2269 | Material | 7017_NOS | 7017_NOS | 1 |  | 15121_PLUMBING SWR PASTED |  |  |  | 636_C+SGST 18% I/P RD
2284 | SWR PASTED PIPE S/S 160 MM X 2 FT. 'B' TYPE | 2269 | Material | 7017_NOS | 7017_NOS | 1 |  | 15121_PLUMBING SWR PASTED |  |  |  | 636_C+SGST 18% I/P RD
2285 | SWR PASTED PIPE S/S 75 MM X 3 FT. 'B' TYPE | 2269 | Material | 7017_NOS | 7017_NOS | 1 |  | 15121_PLUMBING SWR PASTED |  |  |  | 636_C+SGST 18% I/P RD
2286 | SWR PASTED PIPE S/S 90 MM X 3 FT. 'B' TYPE | 2269 | Material | 7017_NOS | 7017_NOS | 1 |  | 15121_PLUMBING SWR PASTED |  |  |  | 636_C+SGST 18% I/P RD
2287 | SWR PASTED PIPE S/S 110 MM X 3 FT. 'B' TYPE | 2269 | Material | 7017_NOS | 7017_NOS | 1 |  | 15121_PLUMBING SWR PASTED |  |  |  | 636_C+SGST 18% I/P RD
2288 | SWR PASTED PIPE S/S 160 MM X 3 FT. 'B' TYPE | 2269 | Material | 7017_NOS | 7017_NOS | 1 |  | 15121_PLUMBING SWR PASTED |  |  |  | 636_C+SGST 18% I/P RD
2289 | SWR PASTED PIPE S/S 75 MM X 4 FT. 'B' TYPE | 2269 | Material | 7017_NOS | 7017_NOS | 1 |  | 15121_PLUMBING SWR PASTED |  |  |  | 636_C+SGST 18% I/P RD
2290 | SWR PASTED PIPE S/S 90 MM X 4 FT. 'B' TYPE | 2269 | Material | 7017_NOS | 7017_NOS | 1 |  | 15121_PLUMBING SWR PASTED |  |  |  | 636_C+SGST 18% I/P RD
2291 | SWR PASTED PIPE S/S 110 MM X 4 FT. 'B' TYPE | 2269 | Material | 7017_NOS | 7017_NOS | 1 |  | 15121_PLUMBING SWR PASTED |  |  |  | 636_C+SGST 18% I/P RD
2292 | SWR PASTED PIPE S/S 160 MM X 4 FT. 'B' TYPE | 2269 | Material | 7017_NOS | 7017_NOS | 1 |  | 15121_PLUMBING SWR PASTED |  |  |  | 636_C+SGST 18% I/P RD
2293 | SWR PASTED PIPE S/S 75 MM X 6 FT. 'B' TYPE | 2269 | Material | 7017_NOS | 7017_NOS | 1 |  | 15121_PLUMBING SWR PASTED |  |  |  | 636_C+SGST 18% I/P RD
2294 | SWR PASTED PIPE S/S 90 MM X 6 FT. 'B' TYPE | 2269 | Material | 7017_NOS | 7017_NOS | 1 |  | 15121_PLUMBING SWR PASTED |  |  |  | 636_C+SGST 18% I/P RD
2295 | SWR PASTED PIPE S/S 110 MM X 6 FT. 'B' TYPE | 2269 | Material | 7017_NOS | 7017_NOS | 1 |  | 15121_PLUMBING SWR PASTED |  |  |  | 636_C+SGST 18% I/P RD
2296 | SWR PASTED PIPE S/S 160 MM X 6 FT. 'B' TYPE | 2269 | Material | 7017_NOS | 7017_NOS | 1 |  | 15121_PLUMBING SWR PASTED |  |  |  | 636_C+SGST 18% I/P RD
2297 | SWR PASTED PIPE D/S 75 MM X 2 FT. 'B' TYPE | 2269 | Material | 7017_NOS | 7017_NOS | 1 |  | 15121_PLUMBING SWR PASTED |  |  |  | 636_C+SGST 18% I/P RD
2298 | SWR PASTED PIPE D/S 90 MM X 2 FT. 'B' TYPE | 2269 | Material | 7017_NOS | 7017_NOS | 1 |  | 15121_PLUMBING SWR PASTED |  |  |  | 636_C+SGST 18% I/P RD
2299 | SWR PASTED PIPE D/S 110 MM X 2 FT. 'B' TYPE | 2269 | Material | 7017_NOS | 7017_NOS | 1 |  | 15121_PLUMBING SWR PASTED |  |  |  | 636_C+SGST 18% I/P RD
2300 | SWR PASTED PIPE D/S 160 MM X 2 FT. 'B' TYPE | 2269 | Material | 7017_NOS | 7017_NOS | 1 |  | 15121_PLUMBING SWR PASTED |  |  |  | 636_C+SGST 18% I/P RD
2301 | SWR PASTED PIPE D/S 75 MM X 3 FT. 'B' TYPE | 2269 | Material | 7017_NOS | 7017_NOS | 1 |  | 15121_PLUMBING SWR PASTED |  |  |  | 636_C+SGST 18% I/P RD
2302 | SWR PASTED PIPE D/S 90 MM X 3 FT. 'B' TYPE | 2269 | Material | 7017_NOS | 7017_NOS | 1 |  | 15121_PLUMBING SWR PASTED |  |  |  | 636_C+SGST 18% I/P RD
2303 | SWR PASTED PIPE D/S 110 MM X 3 FT. 'B' TYPE | 2269 | Material | 7017_NOS | 7017_NOS | 1 |  | 15121_PLUMBING SWR PASTED |  |  |  | 636_C+SGST 18% I/P RD
2304 | SWR PASTED PIPE D/S 160 MM X 3 FT. 'B' TYPE | 2269 | Material | 7017_NOS | 7017_NOS | 1 |  | 15121_PLUMBING SWR PASTED |  |  |  | 636_C+SGST 18% I/P RD
2305 | SWR PASTED PIPE D/S 75 MM X 4 FT. 'B' TYPE | 2269 | Material | 7017_NOS | 7017_NOS | 1 |  | 15121_PLUMBING SWR PASTED |  |  |  | 636_C+SGST 18% I/P RD
2306 | SWR PASTED PIPE D/S 90 MM X 4 FT. 'B' TYPE | 2269 | Material | 7017_NOS | 7017_NOS | 1 |  | 15121_PLUMBING SWR PASTED |  |  |  | 636_C+SGST 18% I/P RD
2307 | SWR PASTED PIPE D/S 110 MM X 4 FT. 'B' TYPE | 2269 | Material | 7017_NOS | 7017_NOS | 1 |  | 15121_PLUMBING SWR PASTED |  |  |  | 636_C+SGST 18% I/P RD
2308 | SWR PASTED PIPE D/S 160 MM X 4 FT. 'B' TYPE | 2269 | Material | 7017_NOS | 7017_NOS | 1 |  | 15121_PLUMBING SWR PASTED |  |  |  | 636_C+SGST 18% I/P RD
2309 | SWR PASTED PIPE D/S 75 MM X 6 FT. 'B' TYPE | 2269 | Material | 7017_NOS | 7017_NOS | 1 |  | 15121_PLUMBING SWR PASTED |  |  |  | 636_C+SGST 18% I/P RD
2310 | SWR PASTED PIPE D/S 90 MM X 6 FT. 'B' TYPE | 2269 | Material | 7017_NOS | 7017_NOS | 1 |  | 15121_PLUMBING SWR PASTED |  |  |  | 636_C+SGST 18% I/P RD
2311 | SWR PASTED PIPE D/S 110 MM X 6 FT. 'B' TYPE | 2269 | Material | 7017_NOS | 7017_NOS | 1 |  | 15121_PLUMBING SWR PASTED |  |  |  | 636_C+SGST 18% I/P RD
2312 | SWR PASTED PIPE D/S 160 MM X 6 FT. 'B' TYPE | 2269 | Material | 7017_NOS | 7017_NOS | 1 |  | 15121_PLUMBING SWR PASTED |  |  |  | 636_C+SGST 18% I/P RD
2313 | SWR PASTED SOCKET 40 MM | 2269 | Material | 7017_NOS | 7017_NOS | 1 |  | 15121_PLUMBING SWR PASTED |  |  |  | 636_C+SGST 18% I/P RD
2314 | SWR PASTED SOCKET 50 MM | 2269 | Material | 7017_NOS | 7017_NOS | 1 |  | 15121_PLUMBING SWR PASTED |  |  |  | 636_C+SGST 18% I/P RD
2315 | SWR PASTED SOCKET 63 MM | 2269 | Material | 7017_NOS | 7017_NOS | 1 |  | 15121_PLUMBING SWR PASTED |  |  |  | 636_C+SGST 18% I/P RD
2316 | SWR PASTED SOCKET 75 MM | 2269 | Material | 7017_NOS | 7017_NOS | 1 |  | 15121_PLUMBING SWR PASTED |  |  |  | 636_C+SGST 18% I/P RD
2317 | SWR PASTED SOCKET 90 MM | 2269 | Material | 7017_NOS | 7017_NOS | 1 |  | 15121_PLUMBING SWR PASTED |  |  |  | 636_C+SGST 18% I/P RD
2318 | SWR PASTED SOCKET 110 MM | 2269 | Material | 7017_NOS | 7017_NOS | 1 |  | 15121_PLUMBING SWR PASTED |  |  |  | 636_C+SGST 18% I/P RD
2319 | SWR PASTED SOCKET 160 MM | 2269 | Material | 7017_NOS | 7017_NOS | 1 |  | 15121_PLUMBING SWR PASTED |  |  |  | 636_C+SGST 18% I/P RD
2320 | SWR PASTED BEND 90 DEG 40 MM | 2269 | Material | 7017_NOS | 7017_NOS | 1 |  | 15121_PLUMBING SWR PASTED |  |  |  | 636_C+SGST 18% I/P RD
2321 | SWR PASTED BEND 90 DEG 50 MM | 2269 | Material | 7017_NOS | 7017_NOS | 1 |  | 15121_PLUMBING SWR PASTED |  |  |  | 636_C+SGST 18% I/P RD
2322 | SWR PASTED BEND 90 DEG 63 MM | 2269 | Material | 7017_NOS | 7017_NOS | 1 |  | 15121_PLUMBING SWR PASTED |  |  |  | 636_C+SGST 18% I/P RD
2323 | SWR PASTED BEND 90 DEG 75 MM | 2269 | Material | 7017_NOS | 7017_NOS | 1 |  | 15121_PLUMBING SWR PASTED |  |  |  | 636_C+SGST 18% I/P RD
2324 | SWR PASTED BEND 90 DEG 90 MM | 2269 | Material | 7017_NOS | 7017_NOS | 1 |  | 15121_PLUMBING SWR PASTED |  |  |  | 636_C+SGST 18% I/P RD
2325 | SWR PASTED BEND 90 DEG 110 MM | 2269 | Material | 7017_NOS | 7017_NOS | 1 |  | 15121_PLUMBING SWR PASTED |  |  |  | 636_C+SGST 18% I/P RD
2326 | SWR PASTED BEND 90 DEG 160 MM | 2269 | Material | 7017_NOS | 7017_NOS | 1 |  | 15121_PLUMBING SWR PASTED |  |  |  | 636_C+SGST 18% I/P RD
2327 | SWR PASTED BEND 45 DEG 40 MM | 2269 | Material | 7017_NOS | 7017_NOS | 1 |  | 15121_PLUMBING SWR PASTED |  |  |  | 636_C+SGST 18% I/P RD
2328 | SWR PASTED BEND 45 DEG 50 MM | 2269 | Material | 7017_NOS | 7017_NOS | 1 |  | 15121_PLUMBING SWR PASTED |  |  |  | 636_C+SGST 18% I/P RD
2329 | SWR PASTED BEND 45 DEG 63 MM | 2269 | Material | 7017_NOS | 7017_NOS | 1 |  | 15121_PLUMBING SWR PASTED |  |  |  | 636_C+SGST 18% I/P RD
2330 | SWR PASTED BEND 45 DEG 75 MM | 2269 | Material | 7017_NOS | 7017_NOS | 1 |  | 15121_PLUMBING SWR PASTED |  |  |  | 636_C+SGST 18% I/P RD
2331 | SWR PASTED BEND 45 DEG 90 MM | 2269 | Material | 7017_NOS | 7017_NOS | 1 |  | 15121_PLUMBING SWR PASTED |  |  |  | 636_C+SGST 18% I/P RD
2332 | SWR PASTED BEND 45 DEG 110 MM | 2269 | Material | 7017_NOS | 7017_NOS | 1 |  | 15121_PLUMBING SWR PASTED |  |  |  | 636_C+SGST 18% I/P RD
2333 | SWR PASTED BEND 45 DEG 160 MM | 2269 | Material | 7017_NOS | 7017_NOS | 1 |  | 15121_PLUMBING SWR PASTED |  |  |  | 636_C+SGST 18% I/P RD
2334 | SWR PASTED PLUG BEND 90 DEG 75 MM | 2269 | Material | 7017_NOS | 7017_NOS | 1 |  | 15121_PLUMBING SWR PASTED |  |  |  | 636_C+SGST 18% I/P RD
2335 | SWR PASTED PLUG BEND 90 DEG 90 MM | 2269 | Material | 7017_NOS | 7017_NOS | 1 |  | 15121_PLUMBING SWR PASTED |  |  |  | 636_C+SGST 18% I/P RD
2336 | SWR PASTED PLUG BEND 90 DEG 110 MM | 2269 | Material | 7017_NOS | 7017_NOS | 1 |  | 15121_PLUMBING SWR PASTED |  |  |  | 636_C+SGST 18% I/P RD
2337 | SWR PASTED PLUG BEND 90 DEG 160 MM | 2269 | Material | 7017_NOS | 7017_NOS | 1 |  | 15121_PLUMBING SWR PASTED |  |  |  | 636_C+SGST 18% I/P RD
2338 | SWR PASTED SWEPT BEND 110 MM | 2269 | Material | 7017_NOS | 7017_NOS | 1 |  | 15121_PLUMBING SWR PASTED |  |  |  | 636_C+SGST 18% I/P RD
2339 | SWR PASTED SWEPT LONG BEND 110 MM | 2269 | Material | 7017_NOS | 7017_NOS | 1 |  | 15121_PLUMBING SWR PASTED |  |  |  | 636_C+SGST 18% I/P RD
2340 | SWR PASTED TEE 40 MM | 2269 | Material | 7017_NOS | 7017_NOS | 1 |  | 15121_PLUMBING SWR PASTED |  |  |  | 636_C+SGST 18% I/P RD
2341 | SWR PASTED TEE 50 MM | 2269 | Material | 7017_NOS | 7017_NOS | 1 |  | 15121_PLUMBING SWR PASTED |  |  |  | 636_C+SGST 18% I/P RD
2342 | SWR PASTED TEE 63 MM | 2269 | Material | 7017_NOS | 7017_NOS | 1 |  | 15121_PLUMBING SWR PASTED |  |  |  | 636_C+SGST 18% I/P RD
2343 | SWR PASTED TEE 75 MM | 2269 | Material | 7017_NOS | 7017_NOS | 1 |  | 15121_PLUMBING SWR PASTED |  |  |  | 636_C+SGST 18% I/P RD
2344 | SWR PASTED TEE 90 MM | 2269 | Material | 7017_NOS | 7017_NOS | 1 |  | 15121_PLUMBING SWR PASTED |  |  |  | 636_C+SGST 18% I/P RD
2345 | SWR PASTED TEE 110 MM | 2269 | Material | 7017_NOS | 7017_NOS | 1 |  | 15121_PLUMBING SWR PASTED |  |  |  | 636_C+SGST 18% I/P RD
2346 | SWR PASTED TEE 160 MM | 2269 | Material | 7017_NOS | 7017_NOS | 1 |  | 15121_PLUMBING SWR PASTED |  |  |  | 636_C+SGST 18% I/P RD
2347 | SWR PASTED PLUG TEE 75 MM | 2269 | Material | 7017_NOS | 7017_NOS | 1 |  | 15121_PLUMBING SWR PASTED |  |  |  | 636_C+SGST 18% I/P RD
2348 | SWR PASTED PLUG TEE 90 MM | 2269 | Material | 7017_NOS | 7017_NOS | 1 |  | 15121_PLUMBING SWR PASTED |  |  |  | 636_C+SGST 18% I/P RD
2349 | SWR PASTED PLUG TEE 110 MM | 2269 | Material | 7017_NOS | 7017_NOS | 1 |  | 15121_PLUMBING SWR PASTED |  |  |  | 636_C+SGST 18% I/P RD
2350 | SWR PASTED PLUG TEE 160 MM | 2269 | Material | 7017_NOS | 7017_NOS | 1 |  | 15121_PLUMBING SWR PASTED |  |  |  | 636_C+SGST 18% I/P RD
2351 | SWR PASTED SINGLE Y 75 MM | 2269 | Material | 7017_NOS | 7017_NOS | 1 |  | 15121_PLUMBING SWR PASTED |  |  |  | 636_C+SGST 18% I/P RD
2352 | SWR PASTED SINGLE Y 90 MM | 2269 | Material | 7017_NOS | 7017_NOS | 1 |  | 15121_PLUMBING SWR PASTED |  |  |  | 636_C+SGST 18% I/P RD
2353 | SWR PASTED SINGLE Y 110 MM | 2269 | Material | 7017_NOS | 7017_NOS | 1 |  | 15121_PLUMBING SWR PASTED |  |  |  | 636_C+SGST 18% I/P RD
2354 | SWR PASTED SINGLE Y 160 MM | 2269 | Material | 7017_NOS | 7017_NOS | 1 |  | 15121_PLUMBING SWR PASTED |  |  |  | 636_C+SGST 18% I/P RD
2355 | SWR PASTED PLUG SINGLE Y 75 MM | 2269 | Material | 7017_NOS | 7017_NOS | 1 |  | 15121_PLUMBING SWR PASTED |  |  |  | 636_C+SGST 18% I/P RD
2356 | SWR PASTED PLUG SINGLE Y 90 MM | 2269 | Material | 7017_NOS | 7017_NOS | 1 |  | 15121_PLUMBING SWR PASTED |  |  |  | 636_C+SGST 18% I/P RD
2357 | SWR PASTED PLUG SINGLE Y 110 MM | 2269 | Material | 7017_NOS | 7017_NOS | 1 |  | 15121_PLUMBING SWR PASTED |  |  |  | 636_C+SGST 18% I/P RD
2358 | SWR PASTED PLUG SINGLE Y 160 MM | 2269 | Material | 7017_NOS | 7017_NOS | 1 |  | 15121_PLUMBING SWR PASTED |  |  |  | 636_C+SGST 18% I/P RD
2359 | SWR PASTED DOUBLE Y 75 MM | 2269 | Material | 7017_NOS | 7017_NOS | 1 |  | 15121_PLUMBING SWR PASTED |  |  |  | 636_C+SGST 18% I/P RD
2360 | SWR PASTED DOUBLE Y 90 MM | 2269 | Material | 7017_NOS | 7017_NOS | 1 |  | 15121_PLUMBING SWR PASTED |  |  |  | 636_C+SGST 18% I/P RD
2361 | SWR PASTED DOUBLE Y 110 MM | 2269 | Material | 7017_NOS | 7017_NOS | 1 |  | 15121_PLUMBING SWR PASTED |  |  |  | 636_C+SGST 18% I/P RD
2362 | SWR PASTED DOUBLE Y 160 MM | 2269 | Material | 7017_NOS | 7017_NOS | 1 |  | 15121_PLUMBING SWR PASTED |  |  |  | 636_C+SGST 18% I/P RD
2363 | SWR PASTED PLUG DOUBLE Y 75 MM | 2269 | Material | 7017_NOS | 7017_NOS | 1 |  | 15121_PLUMBING SWR PASTED |  |  |  | 636_C+SGST 18% I/P RD
2364 | SWR PASTED PLUG DOUBLE Y 90 MM | 2269 | Material | 7017_NOS | 7017_NOS | 1 |  | 15121_PLUMBING SWR PASTED |  |  |  | 636_C+SGST 18% I/P RD
2365 | SWR PASTED PLUG DOUBLE Y 110 MM | 2269 | Material | 7017_NOS | 7017_NOS | 1 |  | 15121_PLUMBING SWR PASTED |  |  |  | 636_C+SGST 18% I/P RD
2366 | SWR PASTED PLUG DOUBLE Y 160 MM | 2269 | Material | 7017_NOS | 7017_NOS | 1 |  | 15121_PLUMBING SWR PASTED |  |  |  | 636_C+SGST 18% I/P RD
2367 | SWR PASTED ECCENTRIC REDR 75 MM X 63 MM | 2269 | Material | 7017_NOS | 7017_NOS | 1 |  | 15121_PLUMBING SWR PASTED |  |  |  | 636_C+SGST 18% I/P RD
2368 | SWR PASTED ECCENTRIC REDR 90 MM X 75 MM | 2269 | Material | 7017_NOS | 7017_NOS | 1 |  | 15121_PLUMBING SWR PASTED |  |  |  | 636_C+SGST 18% I/P RD
2369 | SWR PASTED ECCENTRIC REDR 110 MM X 75 MM | 2269 | Material | 7017_NOS | 7017_NOS | 1 |  | 15121_PLUMBING SWR PASTED |  |  |  | 636_C+SGST 18% I/P RD
2370 | SWR PASTED ECCENTRIC REDR 110 MM X 90 MM | 2269 | Material | 7017_NOS | 7017_NOS | 1 |  | 15121_PLUMBING SWR PASTED |  |  |  | 636_C+SGST 18% I/P RD
2371 | SWR PASTED ECCENTRIC REDR 160 MM X 110 MM | 2269 | Material | 7017_NOS | 7017_NOS | 1 |  | 15121_PLUMBING SWR PASTED |  |  |  | 636_C+SGST 18% I/P RD
2372 | SWR PASTED REDR BUSH 75 MM X 50 MM | 2269 | Material | 7017_NOS | 7017_NOS | 1 |  | 15121_PLUMBING SWR PASTED |  |  |  | 636_C+SGST 18% I/P RD
2373 | SWR PASTED REDR BUSH 110 MM X 50 MM | 2269 | Material | 7017_NOS | 7017_NOS | 1 |  | 15121_PLUMBING SWR PASTED |  |  |  | 636_C+SGST 18% I/P RD
2374 | SWR PASTED REDR BUSH 110 MM X 75 MM | 2269 | Material | 7017_NOS | 7017_NOS | 1 |  | 15121_PLUMBING SWR PASTED |  |  |  | 636_C+SGST 18% I/P RD
2375 | SWR PASTED REDR TEE 110 MM X 75 MM | 2269 | Material | 7017_NOS | 7017_NOS | 1 |  | 15121_PLUMBING SWR PASTED |  |  |  | 636_C+SGST 18% I/P RD
2376 | SWR PASTED REDR TEE 110 MM X 90 MM | 2269 | Material | 7017_NOS | 7017_NOS | 1 |  | 15121_PLUMBING SWR PASTED |  |  |  | 636_C+SGST 18% I/P RD
2377 | SWR PASTED REDR PLUG TEE 110 MM X 90 MM | 2269 | Material | 7017_NOS | 7017_NOS | 1 |  | 15121_PLUMBING SWR PASTED |  |  |  | 636_C+SGST 18% I/P RD
2378 | SWR PASTED REDR PLUG TEE 160 MM X 110 MM | 2269 | Material | 7017_NOS | 7017_NOS | 1 |  | 15121_PLUMBING SWR PASTED |  |  |  | 636_C+SGST 18% I/P RD
2379 | SWR PASTED REDR SWEPT TEE 160 MM X 110 MM | 2269 | Material | 7017_NOS | 7017_NOS | 1 |  | 15121_PLUMBING SWR PASTED |  |  |  | 636_C+SGST 18% I/P RD
2380 | SWR PASTED REDR SWEPT PLUG TEE 110 MM X 75 MM | 2269 | Material | 7017_NOS | 7017_NOS | 1 |  | 15121_PLUMBING SWR PASTED |  |  |  | 636_C+SGST 18% I/P RD
2381 | SWR PASTED REDR Y 110 MM X 75 MM | 2269 | Material | 7017_NOS | 7017_NOS | 1 |  | 15121_PLUMBING SWR PASTED |  |  |  | 636_C+SGST 18% I/P RD
2382 | SWR PASTED REDR Y 160 MM X 110 MM | 2269 | Material | 7017_NOS | 7017_NOS | 1 |  | 15121_PLUMBING SWR PASTED |  |  |  | 636_C+SGST 18% I/P RD
2383 | SWR PASTED NAHANI TRAP 75 MM | 2269 | Material | 7017_NOS | 7017_NOS | 1 |  | 15121_PLUMBING SWR PASTED |  |  |  | 636_C+SGST 18% I/P RD
2384 | SWR PASTED NAHANI TRAP 90 MM | 2269 | Material | 7017_NOS | 7017_NOS | 1 |  | 15121_PLUMBING SWR PASTED |  |  |  | 636_C+SGST 18% I/P RD
2385 | SWR PASTED NAHANI TRAP 110 MM | 2269 | Material | 7017_NOS | 7017_NOS | 1 |  | 15121_PLUMBING SWR PASTED |  |  |  | 636_C+SGST 18% I/P RD
2386 | SWR PASTED MULTI TRAP 110 x 75 x 50 MM | 2269 | Material | 7017_NOS | 7017_NOS | 1 |  | 15121_PLUMBING SWR PASTED |  |  |  | 636_C+SGST 18% I/P RD
2387 | SWR PASTED MULTI TRAP 110 x 63 x 50 MM | 2269 | Material | 7017_NOS | 7017_NOS | 1 |  | 15121_PLUMBING SWR PASTED |  |  |  | 636_C+SGST 18% I/P RD
2388 | SWR PASTED MULTI TRAP DEEP 110 x 75 x 50 MM | 2269 | Material | 7017_NOS | 7017_NOS | 1 |  | 15121_PLUMBING SWR PASTED |  |  |  | 636_C+SGST 18% I/P RD
2389 | SWR PASTED P-TRAP 75 x 75 MM | 2269 | Material | 7017_NOS | 7017_NOS | 1 |  | 15121_PLUMBING SWR PASTED |  |  |  | 636_C+SGST 18% I/P RD
2390 | SWR PASTED P-TRAP 110 x 110 MM | 2269 | Material | 7017_NOS | 7017_NOS | 1 |  | 15121_PLUMBING SWR PASTED |  |  |  | 636_C+SGST 18% I/P RD
2391 | SWR PASTED U-TRAP 110 x 110 MM | 2269 | Material | 7017_NOS | 7017_NOS | 1 |  | 15121_PLUMBING SWR PASTED |  |  |  | 636_C+SGST 18% I/P RD
2392 | SWR PASTED Q-TRAP 110 x 110 MM | 2269 | Material | 7017_NOS | 7017_NOS | 1 |  | 15121_PLUMBING SWR PASTED |  |  |  | 636_C+SGST 18% I/P RD
2393 | SWR PASTED S-TRAP 110 x 110 MM | 2269 | Material | 7017_NOS | 7017_NOS | 1 |  | 15121_PLUMBING SWR PASTED |  |  |  | 636_C+SGST 18% I/P RD
2394 | SWR GULLY TRAP 110 MM | 2269 | Material | 7017_NOS | 7017_NOS | 1 |  | 15121_PLUMBING SWR PASTED |  |  |  | 636_C+SGST 18% I/P RD
2395 | SWR GULLY TRAP 160 x 110 MM | 2269 | Material | 7017_NOS | 7017_NOS | 1 |  | 15121_PLUMBING SWR PASTED |  |  |  | 636_C+SGST 18% I/P RD
2396 | SWR PASTED COWL 50 MM | 2269 | Material | 7017_NOS | 7017_NOS | 1 |  | 15121_PLUMBING SWR PASTED |  |  |  | 636_C+SGST 18% I/P RD
2397 | SWR PASTED COWL 63 MM | 2269 | Material | 7017_NOS | 7017_NOS | 1 |  | 15121_PLUMBING SWR PASTED |  |  |  | 636_C+SGST 18% I/P RD
2398 | SWR PASTED COWL 75 MM | 2269 | Material | 7017_NOS | 7017_NOS | 1 |  | 15121_PLUMBING SWR PASTED |  |  |  | 636_C+SGST 18% I/P RD
2399 | SWR PASTED COWL 90 MM | 2269 | Material | 7017_NOS | 7017_NOS | 1 |  | 15121_PLUMBING SWR PASTED |  |  |  | 636_C+SGST 18% I/P RD
2400 | SWR PASTED COWL 110 MM | 2269 | Material | 7017_NOS | 7017_NOS | 1 |  | 15121_PLUMBING SWR PASTED |  |  |  | 636_C+SGST 18% I/P RD
2401 | SWR PASTED COWL 160 MM | 2269 | Material | 7017_NOS | 7017_NOS | 1 |  | 15121_PLUMBING SWR PASTED |  |  |  | 636_C+SGST 18% I/P RD
2402 | SWR PASTED COWL WITH MESH 50 MM | 2269 | Material | 7017_NOS | 7017_NOS | 1 |  | 15121_PLUMBING SWR PASTED |  |  |  | 636_C+SGST 18% I/P RD
2403 | SWR PASTED COWL WITH MESH 63 MM | 2269 | Material | 7017_NOS | 7017_NOS | 1 |  | 15121_PLUMBING SWR PASTED |  |  |  | 636_C+SGST 18% I/P RD
2404 | SWR PASTED COWL WITH MESH 75 MM | 2269 | Material | 7017_NOS | 7017_NOS | 1 |  | 15121_PLUMBING SWR PASTED |  |  |  | 636_C+SGST 18% I/P RD
2405 | SWR PASTED COWL WITH MESH 90 MM | 2269 | Material | 7017_NOS | 7017_NOS | 1 |  | 15121_PLUMBING SWR PASTED |  |  |  | 636_C+SGST 18% I/P RD
2406 | SWR PASTED COWL WITH MESH 110 MM | 2269 | Material | 7017_NOS | 7017_NOS | 1 |  | 15121_PLUMBING SWR PASTED |  |  |  | 636_C+SGST 18% I/P RD
2407 | SWR PASTED COWL WITH MESH 160 MM | 2269 | Material | 7017_NOS | 7017_NOS | 1 |  | 15121_PLUMBING SWR PASTED |  |  |  | 636_C+SGST 18% I/P RD
2408 | WC CONNECTOR STRAIGHT 125 x 110 MM | 2269 | Material | 7017_NOS | 7017_NOS | 1 |  | 15121_PLUMBING SWR PASTED |  |  |  | 636_C+SGST 18% I/P RD
2409 | WC CONNECTOR ECCENTRIC 125 x 110 MM | 2269 | Material | 7017_NOS | 7017_NOS | 1 |  | 15121_PLUMBING SWR PASTED |  |  |  | 636_C+SGST 18% I/P RD
2410 | WC CONNECTOR BEND 110 MM | 2269 | Material | 7017_NOS | 7017_NOS | 1 |  | 15121_PLUMBING SWR PASTED |  |  |  | 636_C+SGST 18% I/P RD
2411 | WC CONNECTOR FLEXI STRAIGHT 125 x 110 MM | 2269 | Material | 7017_NOS | 7017_NOS | 1 |  | 15121_PLUMBING SWR PASTED |  |  |  | 636_C+SGST 18% I/P RD
2412 | WC CONNECTOR FLEXI ECCENTRIC 125 x 110 MM | 2269 | Material | 7017_NOS | 7017_NOS | 1 |  | 15121_PLUMBING SWR PASTED |  |  |  | 636_C+SGST 18% I/P RD
2413 | SWR PASTED CLEANING PIPE 75 MM | 2269 | Material | 7017_NOS | 7017_NOS | 1 |  | 15121_PLUMBING SWR PASTED |  |  |  | 636_C+SGST 18% I/P RD
2414 | SWR PASTED CLEANING PIPE 90 MM | 2269 | Material | 7017_NOS | 7017_NOS | 1 |  | 15121_PLUMBING SWR PASTED |  |  |  | 636_C+SGST 18% I/P RD
2415 | SWR PASTED CLEANING PIPE 110 MM | 2269 | Material | 7017_NOS | 7017_NOS | 1 |  | 15121_PLUMBING SWR PASTED |  |  |  | 636_C+SGST 18% I/P RD
2416 | SWR PASTED CLEANING PIPE 160 MM | 2269 | Material | 7017_NOS | 7017_NOS | 1 |  | 15121_PLUMBING SWR PASTED |  |  |  | 636_C+SGST 18% I/P RD
2417 | SWR SOLUTION | 2269 | Material | 7017_NOS | 7017_NOS | 1 |  | 15121_PLUMBING SWR PASTED |  |  |  | 636_C+SGST 18% I/P RD
2418 | PLUMBING HDPE | 0 | Group
2419 | HDPE PIPE 40 MM | 2418 | Material | 7012_RMT | 7012_RMT | 1 |  | 15124_PLUMBING HDPE |  |  |  | 636_C+SGST 18% I/P RD
2420 | HDPE PIPE 50 MM | 2418 | Material | 7012_RMT | 7012_RMT | 1 |  | 15124_PLUMBING HDPE |  |  |  | 636_C+SGST 18% I/P RD
2421 | HDPE PIPE 56 MM | 2418 | Material | 7012_RMT | 7012_RMT | 1 |  | 15124_PLUMBING HDPE |  |  |  | 636_C+SGST 18% I/P RD
2422 | HDPE PIPE 60 MM | 2418 | Material | 7012_RMT | 7012_RMT | 1 |  | 15124_PLUMBING HDPE |  |  |  | 636_C+SGST 18% I/P RD
2423 | HDPE PIPE 70 MM | 2418 | Material | 7012_RMT | 7012_RMT | 1 |  | 15124_PLUMBING HDPE |  |  |  | 636_C+SGST 18% I/P RD
2424 | HDPE PIPE 90 MM | 2418 | Material | 7012_RMT | 7012_RMT | 1 |  | 15124_PLUMBING HDPE |  |  |  | 636_C+SGST 18% I/P RD
2425 | HDPE PIPE 100 MM | 2418 | Material | 7012_RMT | 7012_RMT | 1 |  | 15124_PLUMBING HDPE |  |  |  | 636_C+SGST 18% I/P RD
2426 | HDPE PIPE 125 MM | 2418 | Material | 7012_RMT | 7012_RMT | 1 |  | 15124_PLUMBING HDPE |  |  |  | 636_C+SGST 18% I/P RD
2427 | HDPE PIPE 150 MM | 2418 | Material | 7012_RMT | 7012_RMT | 1 |  | 15124_PLUMBING HDPE |  |  |  | 636_C+SGST 18% I/P RD
2428 | HDPE PIPE 200 MM | 2418 | Material | 7012_RMT | 7012_RMT | 1 |  | 15124_PLUMBING HDPE |  |  |  | 636_C+SGST 18% I/P RD
2429 | HDPE PIPE 250 MM | 2418 | Material | 7012_RMT | 7012_RMT | 1 |  | 15124_PLUMBING HDPE |  |  |  | 636_C+SGST 18% I/P RD
2430 | HDPE PIPE 300 MM | 2418 | Material | 7012_RMT | 7012_RMT | 1 |  | 15124_PLUMBING HDPE |  |  |  | 636_C+SGST 18% I/P RD
2431 | HDPE ELBOW 45 DEG 40 MM | 2418 | Material | 7017_NOS | 7017_NOS | 1 |  | 15124_PLUMBING HDPE |  |  |  | 636_C+SGST 18% I/P RD
2432 | HDPE ELBOW 45 DEG 50 MM | 2418 | Material | 7017_NOS | 7017_NOS | 1 |  | 15124_PLUMBING HDPE |  |  |  | 636_C+SGST 18% I/P RD
2433 | HDPE ELBOW 45 DEG 56 MM | 2418 | Material | 7017_NOS | 7017_NOS | 1 |  | 15124_PLUMBING HDPE |  |  |  | 636_C+SGST 18% I/P RD
2434 | HDPE ELBOW 45 DEG 60 MM | 2418 | Material | 7017_NOS | 7017_NOS | 1 |  | 15124_PLUMBING HDPE |  |  |  | 636_C+SGST 18% I/P RD
2435 | HDPE ELBOW 45 DEG 70 MM | 2418 | Material | 7017_NOS | 7017_NOS | 1 |  | 15124_PLUMBING HDPE |  |  |  | 636_C+SGST 18% I/P RD
2436 | HDPE ELBOW 45 DEG 90 MM | 2418 | Material | 7017_NOS | 7017_NOS | 1 |  | 15124_PLUMBING HDPE |  |  |  | 636_C+SGST 18% I/P RD
2437 | HDPE ELBOW 45 DEG 100 MM | 2418 | Material | 7017_NOS | 7017_NOS | 1 |  | 15124_PLUMBING HDPE |  |  |  | 636_C+SGST 18% I/P RD
2438 | HDPE ELBOW 45 DEG 125 MM | 2418 | Material | 7017_NOS | 7017_NOS | 1 |  | 15124_PLUMBING HDPE |  |  |  | 636_C+SGST 18% I/P RD
2439 | HDPE ELBOW 45 DEG 150 MM | 2418 | Material | 7017_NOS | 7017_NOS | 1 |  | 15124_PLUMBING HDPE |  |  |  | 636_C+SGST 18% I/P RD
2440 | HDPE ELBOW 45 DEG 200 MM | 2418 | Material | 7017_NOS | 7017_NOS | 1 |  | 15124_PLUMBING HDPE |  |  |  | 636_C+SGST 18% I/P RD
2441 | HDPE ELBOW 88.5 DEG 50 MM | 2418 | Material | 7017_NOS | 7017_NOS | 1 |  | 15124_PLUMBING HDPE |  |  |  | 636_C+SGST 18% I/P RD
2442 | HDPE ELBOW 88.5 DEG 56 MM | 2418 | Material | 7017_NOS | 7017_NOS | 1 |  | 15124_PLUMBING HDPE |  |  |  | 636_C+SGST 18% I/P RD
2443 | HDPE ELBOW 88.5 DEG 60 MM | 2418 | Material | 7017_NOS | 7017_NOS | 1 |  | 15124_PLUMBING HDPE |  |  |  | 636_C+SGST 18% I/P RD
2444 | HDPE ELBOW 88.5 DEG 70 MM | 2418 | Material | 7017_NOS | 7017_NOS | 1 |  | 15124_PLUMBING HDPE |  |  |  | 636_C+SGST 18% I/P RD
2445 | HDPE ELBOW 88.5 DEG 90 MM | 2418 | Material | 7017_NOS | 7017_NOS | 1 |  | 15124_PLUMBING HDPE |  |  |  | 636_C+SGST 18% I/P RD
2446 | HDPE ELBOW 88.5 DEG 100 MM | 2418 | Material | 7017_NOS | 7017_NOS | 1 |  | 15124_PLUMBING HDPE |  |  |  | 636_C+SGST 18% I/P RD
2447 | HDPE ELBOW 88.5 DEG 150 MM | 2418 | Material | 7017_NOS | 7017_NOS | 1 |  | 15124_PLUMBING HDPE |  |  |  | 636_C+SGST 18% I/P RD
2448 | HDPE BEND LONG LEG 15 DEG 100 MM | 2418 | Material | 7017_NOS | 7017_NOS | 1 |  | 15124_PLUMBING HDPE |  |  |  | 636_C+SGST 18% I/P RD
2449 | HDPE BEND LONG LEG 15 DEG 150 MM | 2418 | Material | 7017_NOS | 7017_NOS | 1 |  | 15124_PLUMBING HDPE |  |  |  | 636_C+SGST 18% I/P RD
2450 | HDPE BEND LONG LEG 30 DEG 100 MM | 2418 | Material | 7017_NOS | 7017_NOS | 1 |  | 15124_PLUMBING HDPE |  |  |  | 636_C+SGST 18% I/P RD
2451 | HDPE BEND LONG LEG 30 DEG 150 MM | 2418 | Material | 7017_NOS | 7017_NOS | 1 |  | 15124_PLUMBING HDPE |  |  |  | 636_C+SGST 18% I/P RD
2452 | HDPE BEND LONG LEG 88.5 DEG 56 MM | 2418 | Material | 7017_NOS | 7017_NOS | 1 |  | 15124_PLUMBING HDPE |  |  |  | 636_C+SGST 18% I/P RD
2453 | HDPE BEND LONG LEG 88.5 DEG 70 MM | 2418 | Material | 7017_NOS | 7017_NOS | 1 |  | 15124_PLUMBING HDPE |  |  |  | 636_C+SGST 18% I/P RD
2454 | HDPE BEND LONG LEG 88.5 DEG 100 MM | 2418 | Material | 7017_NOS | 7017_NOS | 1 |  | 15124_PLUMBING HDPE |  |  |  | 636_C+SGST 18% I/P RD
2455 | HDPE BEND LONG LEG 90 DEG 40 MM | 2418 | Material | 7017_NOS | 7017_NOS | 1 |  | 15124_PLUMBING HDPE |  |  |  | 636_C+SGST 18% I/P RD
2456 | HDPE BEND LONG LEG 90 DEG 50 MM | 2418 | Material | 7017_NOS | 7017_NOS | 1 |  | 15124_PLUMBING HDPE |  |  |  | 636_C+SGST 18% I/P RD
2457 | HDPE BEND LONG LEG 90 DEG 56 MM | 2418 | Material | 7017_NOS | 7017_NOS | 1 |  | 15124_PLUMBING HDPE |  |  |  | 636_C+SGST 18% I/P RD
2458 | HDPE BEND LONG LEG 90 DEG 60 MM | 2418 | Material | 7017_NOS | 7017_NOS | 1 |  | 15124_PLUMBING HDPE |  |  |  | 636_C+SGST 18% I/P RD
2459 | HDPE BEND LONG LEG 90 DEG 70 MM | 2418 | Material | 7017_NOS | 7017_NOS | 1 |  | 15124_PLUMBING HDPE |  |  |  | 636_C+SGST 18% I/P RD
2460 | HDPE BEND LONG LEG 90 DEG 90 MM | 2418 | Material | 7017_NOS | 7017_NOS | 1 |  | 15124_PLUMBING HDPE |  |  |  | 636_C+SGST 18% I/P RD
2461 | HDPE BEND LONG LEG 90 DEG 100 MM | 2418 | Material | 7017_NOS | 7017_NOS | 1 |  | 15124_PLUMBING HDPE |  |  |  | 636_C+SGST 18% I/P RD
2462 | HDPE BEND LONG LEG 90 DEG 125 MM | 2418 | Material | 7017_NOS | 7017_NOS | 1 |  | 15124_PLUMBING HDPE |  |  |  | 636_C+SGST 18% I/P RD
2463 | HDPE BEND LONG LEG 90 DEG 150 MM | 2418 | Material | 7017_NOS | 7017_NOS | 1 |  | 15124_PLUMBING HDPE |  |  |  | 636_C+SGST 18% I/P RD
2464 | HDPE BEND SEGMENTED 15 DEG 200 MM | 2418 | Material | 7017_NOS | 7017_NOS | 1 |  | 15124_PLUMBING HDPE |  |  |  | 636_C+SGST 18% I/P RD
2465 | HDPE BEND SEGMENTED 15 DEG 250 MM | 2418 | Material | 7017_NOS | 7017_NOS | 1 |  | 15124_PLUMBING HDPE |  |  |  | 636_C+SGST 18% I/P RD
2466 | HDPE BEND SEGMENTED 15 DEG 300 MM | 2418 | Material | 7017_NOS | 7017_NOS | 1 |  | 15124_PLUMBING HDPE |  |  |  | 636_C+SGST 18% I/P RD
2467 | HDPE BEND SEGMENTED 30 DEG 200 MM | 2418 | Material | 7017_NOS | 7017_NOS | 1 |  | 15124_PLUMBING HDPE |  |  |  | 636_C+SGST 18% I/P RD
2468 | HDPE BEND SEGMENTED 30 DEG 250 MM | 2418 | Material | 7017_NOS | 7017_NOS | 1 |  | 15124_PLUMBING HDPE |  |  |  | 636_C+SGST 18% I/P RD
2469 | HDPE BEND SEGMENTED 30 DEG 300 MM | 2418 | Material | 7017_NOS | 7017_NOS | 1 |  | 15124_PLUMBING HDPE |  |  |  | 636_C+SGST 18% I/P RD
2470 | HDPE BEND SEGMENTED 45 DEG 250 MM | 2418 | Material | 7017_NOS | 7017_NOS | 1 |  | 15124_PLUMBING HDPE |  |  |  | 636_C+SGST 18% I/P RD
2471 | HDPE BEND SEGMENTED 45 DEG 300 MM | 2418 | Material | 7017_NOS | 7017_NOS | 1 |  | 15124_PLUMBING HDPE |  |  |  | 636_C+SGST 18% I/P RD
2472 | HDPE BEND SEGMENTED 90 DEG 200 MM | 2418 | Material | 7017_NOS | 7017_NOS | 1 |  | 15124_PLUMBING HDPE |  |  |  | 636_C+SGST 18% I/P RD
2473 | HDPE BEND SEGMENTED 90 DEG 250 MM | 2418 | Material | 7017_NOS | 7017_NOS | 1 |  | 15124_PLUMBING HDPE |  |  |  | 636_C+SGST 18% I/P RD
2474 | HDPE BEND SEGMENTED 90 DEG 300 MM | 2418 | Material | 7017_NOS | 7017_NOS | 1 |  | 15124_PLUMBING HDPE |  |  |  | 636_C+SGST 18% I/P RD
2475 | HDPE BEND BOTTOM TURN 100 MM | 2418 | Material | 7017_NOS | 7017_NOS | 1 |  | 15124_PLUMBING HDPE |  |  |  | 636_C+SGST 18% I/P RD
2476 | HDPE BEND BACKFLIP 100 MM | 2418 | Material | 7017_NOS | 7017_NOS | 1 |  | 15124_PLUMBING HDPE |  |  |  | 636_C+SGST 18% I/P RD
2477 | HDPE TEE 40 MM | 2418 | Material | 7017_NOS | 7017_NOS | 1 |  | 15124_PLUMBING HDPE |  |  |  | 636_C+SGST 18% I/P RD
2478 | HDPE TEE 50 MM | 2418 | Material | 7017_NOS | 7017_NOS | 1 |  | 15124_PLUMBING HDPE |  |  |  | 636_C+SGST 18% I/P RD
2479 | HDPE TEE 56 MM | 2418 | Material | 7017_NOS | 7017_NOS | 1 |  | 15124_PLUMBING HDPE |  |  |  | 636_C+SGST 18% I/P RD
2480 | HDPE TEE 60 MM | 2418 | Material | 7017_NOS | 7017_NOS | 1 |  | 15124_PLUMBING HDPE |  |  |  | 636_C+SGST 18% I/P RD
2481 | HDPE TEE 70 MM | 2418 | Material | 7017_NOS | 7017_NOS | 1 |  | 15124_PLUMBING HDPE |  |  |  | 636_C+SGST 18% I/P RD
2482 | HDPE TEE 90 MM | 2418 | Material | 7017_NOS | 7017_NOS | 1 |  | 15124_PLUMBING HDPE |  |  |  | 636_C+SGST 18% I/P RD
2483 | HDPE TEE 100 MM | 2418 | Material | 7017_NOS | 7017_NOS | 1 |  | 15124_PLUMBING HDPE |  |  |  | 636_C+SGST 18% I/P RD
2484 | HDPE TEE 150 MM | 2418 | Material | 7017_NOS | 7017_NOS | 1 |  | 15124_PLUMBING HDPE |  |  |  | 636_C+SGST 18% I/P RD
2485 | HDPE TEE 200 MM | 2418 | Material | 7017_NOS | 7017_NOS | 1 |  | 15124_PLUMBING HDPE |  |  |  | 636_C+SGST 18% I/P RD
2486 | HDPE PLUG TEE ROUND 60 X 60 MM | 2418 | Material | 7017_NOS | 7017_NOS | 1 |  | 15124_PLUMBING HDPE |  |  |  | 636_C+SGST 18% I/P RD
2487 | HDPE PLUG TEE ROUND 70 X 70 MM | 2418 | Material | 7017_NOS | 7017_NOS | 1 |  | 15124_PLUMBING HDPE |  |  |  | 636_C+SGST 18% I/P RD
2488 | HDPE PLUG TEE ROUND 90 X 90 MM | 2418 | Material | 7017_NOS | 7017_NOS | 1 |  | 15124_PLUMBING HDPE |  |  |  | 636_C+SGST 18% I/P RD
2489 | HDPE PLUG TEE ROUND 100 X 100 MM | 2418 | Material | 7017_NOS | 7017_NOS | 1 |  | 15124_PLUMBING HDPE |  |  |  | 636_C+SGST 18% I/P RD
2490 | HDPE PLUG TEE ROUND 125 X 100 MM | 2418 | Material | 7017_NOS | 7017_NOS | 1 |  | 15124_PLUMBING HDPE |  |  |  | 636_C+SGST 18% I/P RD
2491 | HDPE PLUG TEE ROUND 150 X 100 MM | 2418 | Material | 7017_NOS | 7017_NOS | 1 |  | 15124_PLUMBING HDPE |  |  |  | 636_C+SGST 18% I/P RD
2492 | HDPE PLUG TEE OVAL 200 MM | 2418 | Material | 7017_NOS | 7017_NOS | 1 |  | 15124_PLUMBING HDPE |  |  |  | 636_C+SGST 18% I/P RD
2493 | HDPE PLUG TEE OVAL 250 MM | 2418 | Material | 7017_NOS | 7017_NOS | 1 |  | 15124_PLUMBING HDPE |  |  |  | 636_C+SGST 18% I/P RD
2494 | HDPE PLUG TEE OVAL 300 MM | 2418 | Material | 7017_NOS | 7017_NOS | 1 |  | 15124_PLUMBING HDPE |  |  |  | 636_C+SGST 18% I/P RD
2495 | HDPE TEE REDUCING 50 X 40 MM | 2418 | Material | 7017_NOS | 7017_NOS | 1 |  | 15124_PLUMBING HDPE |  |  |  | 636_C+SGST 18% I/P RD
2496 | HDPE TEE REDUCING 56 X 50 MM | 2418 | Material | 7017_NOS | 7017_NOS | 1 |  | 15124_PLUMBING HDPE |  |  |  | 636_C+SGST 18% I/P RD
2497 | HDPE TEE REDUCING 70 X 40 MM | 2418 | Material | 7017_NOS | 7017_NOS | 1 |  | 15124_PLUMBING HDPE |  |  |  | 636_C+SGST 18% I/P RD
2498 | HDPE TEE REDUCING 70 X 50 MM | 2418 | Material | 7017_NOS | 7017_NOS | 1 |  | 15124_PLUMBING HDPE |  |  |  | 636_C+SGST 18% I/P RD
2499 | HDPE TEE REDUCING 70 X 56 MM | 2418 | Material | 7017_NOS | 7017_NOS | 1 |  | 15124_PLUMBING HDPE |  |  |  | 636_C+SGST 18% I/P RD
2500 | HDPE TEE REDUCING 70 X 60 MM | 2418 | Material | 7017_NOS | 7017_NOS | 1 |  | 15124_PLUMBING HDPE |  |  |  | 636_C+SGST 18% I/P RD
2501 | HDPE TEE REDUCING 100 X 40 MM | 2418 | Material | 7017_NOS | 7017_NOS | 1 |  | 15124_PLUMBING HDPE |  |  |  | 636_C+SGST 18% I/P RD
2502 | HDPE TEE REDUCING 100 X 50 MM | 2418 | Material | 7017_NOS | 7017_NOS | 1 |  | 15124_PLUMBING HDPE |  |  |  | 636_C+SGST 18% I/P RD
2503 | HDPE TEE REDUCING 100 X 56 MM | 2418 | Material | 7017_NOS | 7017_NOS | 1 |  | 15124_PLUMBING HDPE |  |  |  | 636_C+SGST 18% I/P RD
2504 | HDPE TEE REDUCING 100 X 60 MM | 2418 | Material | 7017_NOS | 7017_NOS | 1 |  | 15124_PLUMBING HDPE |  |  |  | 636_C+SGST 18% I/P RD
2505 | HDPE TEE REDUCING 100 X 70 MM | 2418 | Material | 7017_NOS | 7017_NOS | 1 |  | 15124_PLUMBING HDPE |  |  |  | 636_C+SGST 18% I/P RD
2506 | HDPE TEE REDUCING 100 X 90 MM | 2418 | Material | 7017_NOS | 7017_NOS | 1 |  | 15124_PLUMBING HDPE |  |  |  | 636_C+SGST 18% I/P RD
2507 | HDPE TEE REDUCING 150 X 70 MM | 2418 | Material | 7017_NOS | 7017_NOS | 1 |  | 15124_PLUMBING HDPE |  |  |  | 636_C+SGST 18% I/P RD
2508 | HDPE TEE REDUCING 150 X 100 MM | 2418 | Material | 7017_NOS | 7017_NOS | 1 |  | 15124_PLUMBING HDPE |  |  |  | 636_C+SGST 18% I/P RD
2509 | HDPE TEE REDUCING 200 X 100 MM | 2418 | Material | 7017_NOS | 7017_NOS | 1 |  | 15124_PLUMBING HDPE |  |  |  | 636_C+SGST 18% I/P RD
2510 | HDPE TEE REDUCING 200 X 150 MM | 2418 | Material | 7017_NOS | 7017_NOS | 1 |  | 15124_PLUMBING HDPE |  |  |  | 636_C+SGST 18% I/P RD
2511 | HDPE TEE REDUCING 250 X 100 MM | 2418 | Material | 7017_NOS | 7017_NOS | 1 |  | 15124_PLUMBING HDPE |  |  |  | 636_C+SGST 18% I/P RD
2512 | HDPE TEE REDUCING 300 X 150 MM | 2418 | Material | 7017_NOS | 7017_NOS | 1 |  | 15124_PLUMBING HDPE |  |  |  | 636_C+SGST 18% I/P RD
2513 | HDPE TEE SWEPT 88.5 DEG 100 MM | 2418 | Material | 7017_NOS | 7017_NOS | 1 |  | 15124_PLUMBING HDPE |  |  |  | 636_C+SGST 18% I/P RD
2514 | HDPE SINGLE-Y 40 X 40 MM | 2418 | Material | 7017_NOS | 7017_NOS | 1 |  | 15124_PLUMBING HDPE |  |  |  | 636_C+SGST 18% I/P RD
2515 | HDPE SINGLE-Y 50 X 50 MM | 2418 | Material | 7017_NOS | 7017_NOS | 1 |  | 15124_PLUMBING HDPE |  |  |  | 636_C+SGST 18% I/P RD
2516 | HDPE SINGLE-Y 56 X 56 MM | 2418 | Material | 7017_NOS | 7017_NOS | 1 |  | 15124_PLUMBING HDPE |  |  |  | 636_C+SGST 18% I/P RD
2517 | HDPE SINGLE-Y 60 X 60 MM | 2418 | Material | 7017_NOS | 7017_NOS | 1 |  | 15124_PLUMBING HDPE |  |  |  | 636_C+SGST 18% I/P RD
2518 | HDPE SINGLE-Y 70 X 70 MM | 2418 | Material | 7017_NOS | 7017_NOS | 1 |  | 15124_PLUMBING HDPE |  |  |  | 636_C+SGST 18% I/P RD
2519 | HDPE SINGLE-Y 90 X 90 MM | 2418 | Material | 7017_NOS | 7017_NOS | 1 |  | 15124_PLUMBING HDPE |  |  |  | 636_C+SGST 18% I/P RD
2520 | HDPE SINGLE-Y 100 X 100 MM | 2418 | Material | 7017_NOS | 7017_NOS | 1 |  | 15124_PLUMBING HDPE |  |  |  | 636_C+SGST 18% I/P RD
2521 | HDPE SINGLE-Y 125 X 125 MM | 2418 | Material | 7017_NOS | 7017_NOS | 1 |  | 15124_PLUMBING HDPE |  |  |  | 636_C+SGST 18% I/P RD
2522 | HDPE SINGLE-Y 150 X 150 MM | 2418 | Material | 7017_NOS | 7017_NOS | 1 |  | 15124_PLUMBING HDPE |  |  |  | 636_C+SGST 18% I/P RD
2523 | HDPE SINGLE-Y 200 X 200 MM | 2418 | Material | 7017_NOS | 7017_NOS | 1 |  | 15124_PLUMBING HDPE |  |  |  | 636_C+SGST 18% I/P RD
2524 | HDPE SINGLE-Y 250 X 250 MM | 2418 | Material | 7017_NOS | 7017_NOS | 1 |  | 15124_PLUMBING HDPE |  |  |  | 636_C+SGST 18% I/P RD
2525 | HDPE SINGLE-Y 300 X 300 MM | 2418 | Material | 7017_NOS | 7017_NOS | 1 |  | 15124_PLUMBING HDPE |  |  |  | 636_C+SGST 18% I/P RD
2526 | HDPE SINGLE-Y REDUCING 50 X 40 MM | 2418 | Material | 7017_NOS | 7017_NOS | 1 |  | 15124_PLUMBING HDPE |  |  |  | 636_C+SGST 18% I/P RD
2527 | HDPE SINGLE-Y REDUCING 60 X 50 MM | 2418 | Material | 7017_NOS | 7017_NOS | 1 |  | 15124_PLUMBING HDPE |  |  |  | 636_C+SGST 18% I/P RD
2528 | HDPE SINGLE-Y REDUCING 60 X 56 MM | 2418 | Material | 7017_NOS | 7017_NOS | 1 |  | 15124_PLUMBING HDPE |  |  |  | 636_C+SGST 18% I/P RD
2529 | HDPE SINGLE-Y REDUCING 70 X 40 MM | 2418 | Material | 7017_NOS | 7017_NOS | 1 |  | 15124_PLUMBING HDPE |  |  |  | 636_C+SGST 18% I/P RD
2530 | HDPE SINGLE-Y REDUCING 70 X 50 MM | 2418 | Material | 7017_NOS | 7017_NOS | 1 |  | 15124_PLUMBING HDPE |  |  |  | 636_C+SGST 18% I/P RD
2531 | HDPE SINGLE-Y REDUCING 70 X 56 MM | 2418 | Material | 7017_NOS | 7017_NOS | 1 |  | 15124_PLUMBING HDPE |  |  |  | 636_C+SGST 18% I/P RD
2532 | HDPE SINGLE-Y REDUCING 70 X 60 MM | 2418 | Material | 7017_NOS | 7017_NOS | 1 |  | 15124_PLUMBING HDPE |  |  |  | 636_C+SGST 18% I/P RD
2533 | HDPE SINGLE-Y REDUCING 90 X 40 MM | 2418 | Material | 7017_NOS | 7017_NOS | 1 |  | 15124_PLUMBING HDPE |  |  |  | 636_C+SGST 18% I/P RD
2534 | HDPE SINGLE-Y REDUCING 90 X 50 MM | 2418 | Material | 7017_NOS | 7017_NOS | 1 |  | 15124_PLUMBING HDPE |  |  |  | 636_C+SGST 18% I/P RD
2535 | HDPE SINGLE-Y REDUCING 90 X 56 MM | 2418 | Material | 7017_NOS | 7017_NOS | 1 |  | 15124_PLUMBING HDPE |  |  |  | 636_C+SGST 18% I/P RD
2536 | HDPE SINGLE-Y REDUCING 90 X 60 MM | 2418 | Material | 7017_NOS | 7017_NOS | 1 |  | 15124_PLUMBING HDPE |  |  |  | 636_C+SGST 18% I/P RD
2537 | HDPE SINGLE-Y REDUCING 90 X 70 MM | 2418 | Material | 7017_NOS | 7017_NOS | 1 |  | 15124_PLUMBING HDPE |  |  |  | 636_C+SGST 18% I/P RD
2538 | HDPE SINGLE-Y REDUCING 100 X 40 MM | 2418 | Material | 7017_NOS | 7017_NOS | 1 |  | 15124_PLUMBING HDPE |  |  |  | 636_C+SGST 18% I/P RD
2539 | HDPE SINGLE-Y REDUCING 100 X 50 MM | 2418 | Material | 7017_NOS | 7017_NOS | 1 |  | 15124_PLUMBING HDPE |  |  |  | 636_C+SGST 18% I/P RD
2540 | HDPE SINGLE-Y REDUCING 100 X 56 MM | 2418 | Material | 7017_NOS | 7017_NOS | 1 |  | 15124_PLUMBING HDPE |  |  |  | 636_C+SGST 18% I/P RD
2541 | HDPE SINGLE-Y REDUCING 100 X 60 MM | 2418 | Material | 7017_NOS | 7017_NOS | 1 |  | 15124_PLUMBING HDPE |  |  |  | 636_C+SGST 18% I/P RD
2542 | HDPE SINGLE-Y REDUCING 100 X 70 MM | 2418 | Material | 7017_NOS | 7017_NOS | 1 |  | 15124_PLUMBING HDPE |  |  |  | 636_C+SGST 18% I/P RD
2543 | HDPE SINGLE-Y REDUCING 100 X 90 MM | 2418 | Material | 7017_NOS | 7017_NOS | 1 |  | 15124_PLUMBING HDPE |  |  |  | 636_C+SGST 18% I/P RD
2544 | HDPE SINGLE-Y REDUCING 125 X 60 MM | 2418 | Material | 7017_NOS | 7017_NOS | 1 |  | 15124_PLUMBING HDPE |  |  |  | 636_C+SGST 18% I/P RD
2545 | HDPE SINGLE-Y REDUCING 125 X 70 MM | 2418 | Material | 7017_NOS | 7017_NOS | 1 |  | 15124_PLUMBING HDPE |  |  |  | 636_C+SGST 18% I/P RD
2546 | HDPE SINGLE-Y REDUCING 125 X 90 MM | 2418 | Material | 7017_NOS | 7017_NOS | 1 |  | 15124_PLUMBING HDPE |  |  |  | 636_C+SGST 18% I/P RD
2547 | HDPE SINGLE-Y REDUCING 125 X 100 MM | 2418 | Material | 7017_NOS | 7017_NOS | 1 |  | 15124_PLUMBING HDPE |  |  |  | 636_C+SGST 18% I/P RD
2548 | HDPE SINGLE-Y REDUCING 150 X 70 MM | 2418 | Material | 7017_NOS | 7017_NOS | 1 |  | 15124_PLUMBING HDPE |  |  |  | 636_C+SGST 18% I/P RD
2549 | HDPE SINGLE-Y REDUCING 150 X 90 MM | 2418 | Material | 7017_NOS | 7017_NOS | 1 |  | 15124_PLUMBING HDPE |  |  |  | 636_C+SGST 18% I/P RD
2550 | HDPE SINGLE-Y REDUCING 150 X 100 MM | 2418 | Material | 7017_NOS | 7017_NOS | 1 |  | 15124_PLUMBING HDPE |  |  |  | 636_C+SGST 18% I/P RD
2551 | HDPE SINGLE-Y REDUCING 150 X 125 MM | 2418 | Material | 7017_NOS | 7017_NOS | 1 |  | 15124_PLUMBING HDPE |  |  |  | 636_C+SGST 18% I/P RD
2552 | HDPE SINGLE-Y REDUCING 200 X 100 MM | 2418 | Material | 7017_NOS | 7017_NOS | 1 |  | 15124_PLUMBING HDPE |  |  |  | 636_C+SGST 18% I/P RD
2553 | HDPE SINGLE-Y REDUCING 200 X 125 MM | 2418 | Material | 7017_NOS | 7017_NOS | 1 |  | 15124_PLUMBING HDPE |  |  |  | 636_C+SGST 18% I/P RD
2554 | HDPE SINGLE-Y REDUCING 200 X 150 MM | 2418 | Material | 7017_NOS | 7017_NOS | 1 |  | 15124_PLUMBING HDPE |  |  |  | 636_C+SGST 18% I/P RD
2555 | HDPE SINGLE-Y REDUCING 250 X 100 MM | 2418 | Material | 7017_NOS | 7017_NOS | 1 |  | 15124_PLUMBING HDPE |  |  |  | 636_C+SGST 18% I/P RD
2556 | HDPE SINGLE-Y REDUCING 250 X 125 MM | 2418 | Material | 7017_NOS | 7017_NOS | 1 |  | 15124_PLUMBING HDPE |  |  |  | 636_C+SGST 18% I/P RD
2557 | HDPE SINGLE-Y REDUCING 250 X 150 MM | 2418 | Material | 7017_NOS | 7017_NOS | 1 |  | 15124_PLUMBING HDPE |  |  |  | 636_C+SGST 18% I/P RD
2558 | HDPE SINGLE-Y REDUCING 250 X 200 MM | 2418 | Material | 7017_NOS | 7017_NOS | 1 |  | 15124_PLUMBING HDPE |  |  |  | 636_C+SGST 18% I/P RD
2559 | HDPE SINGLE-Y REDUCING 300 X 100 MM | 2418 | Material | 7017_NOS | 7017_NOS | 1 |  | 15124_PLUMBING HDPE |  |  |  | 636_C+SGST 18% I/P RD
2560 | HDPE SINGLE-Y REDUCING 300 X 125 MM | 2418 | Material | 7017_NOS | 7017_NOS | 1 |  | 15124_PLUMBING HDPE |  |  |  | 636_C+SGST 18% I/P RD
2561 | HDPE SINGLE-Y REDUCING 300 X 150 MM | 2418 | Material | 7017_NOS | 7017_NOS | 1 |  | 15124_PLUMBING HDPE |  |  |  | 636_C+SGST 18% I/P RD
2562 | HDPE SINGLE-Y REDUCING 300 X 200 MM | 2418 | Material | 7017_NOS | 7017_NOS | 1 |  | 15124_PLUMBING HDPE |  |  |  | 636_C+SGST 18% I/P RD
2563 | HDPE SINGLE-Y REDUCING 300 X 250 MM | 2418 | Material | 7017_NOS | 7017_NOS | 1 |  | 15124_PLUMBING HDPE |  |  |  | 636_C+SGST 18% I/P RD
2564 | HDPE DOUBLE-Y 100 MM | 2418 | Material | 7017_NOS | 7017_NOS | 1 |  | 15124_PLUMBING HDPE |  |  |  | 636_C+SGST 18% I/P RD
2565 | HDPE BRANCH BALL DBL 88.5 DEG CONN 90 DEG OFFSET 100X56 MM | 2418 | Material | 7017_NOS | 7017_NOS | 1 |  | 15124_PLUMBING HDPE |  |  |  | 636_C+SGST 18% I/P RD
2566 | HDPE BRANCH BALL DBL 88.5 DEG CONN 90 DEG OFFSET 100X60 MM | 2418 | Material | 7017_NOS | 7017_NOS | 1 |  | 15124_PLUMBING HDPE |  |  |  | 636_C+SGST 18% I/P RD
2567 | HDPE BRANCH BALL DBL 88.5 DEG CONN 90 DEG OFFSET 100X70 MM | 2418 | Material | 7017_NOS | 7017_NOS | 1 |  | 15124_PLUMBING HDPE |  |  |  | 636_C+SGST 18% I/P RD
2568 | HDPE BRANCH BALL DBL 88.5 DEG CONN 90 DEG OFFSET 100X90 MM | 2418 | Material | 7017_NOS | 7017_NOS | 1 |  | 15124_PLUMBING HDPE |  |  |  | 636_C+SGST 18% I/P RD
2569 | HDPE BRANCH BALL DBL 88.5 DEG CONN 90 DEG OFFSET 100X100 MM | 2418 | Material | 7017_NOS | 7017_NOS | 1 |  | 15124_PLUMBING HDPE |  |  |  | 636_C+SGST 18% I/P RD
2570 | HDPE BRANCH BALL DBL 88.5 DEG CONN 135 DEG OFFSET 100X40 MM | 2418 | Material | 7017_NOS | 7017_NOS | 1 |  | 15124_PLUMBING HDPE |  |  |  | 636_C+SGST 18% I/P RD
2571 | HDPE BRANCH BALL DBL 88.5 DEG CONN 135 DEG OFFSET 100X56 MM | 2418 | Material | 7017_NOS | 7017_NOS | 1 |  | 15124_PLUMBING HDPE |  |  |  | 636_C+SGST 18% I/P RD
2572 | HDPE BRANCH BALL DBL 88.5 DEG CONN 135 DEG OFFSET 100X60 MM | 2418 | Material | 7017_NOS | 7017_NOS | 1 |  | 15124_PLUMBING HDPE |  |  |  | 636_C+SGST 18% I/P RD
2573 | HDPE BRANCH BALL DBL 88.5 DEG CONN 135 DEG OFFSET 100X70 MM | 2418 | Material | 7017_NOS | 7017_NOS | 1 |  | 15124_PLUMBING HDPE |  |  |  | 636_C+SGST 18% I/P RD
2574 | HDPE BRANCH BALL DBL 88.5 DEG CONN 135 DEG OFFSET 100X90 MM | 2418 | Material | 7017_NOS | 7017_NOS | 1 |  | 15124_PLUMBING HDPE |  |  |  | 636_C+SGST 18% I/P RD
2575 | HDPE BRANCH BALL DBL 88.5 DEG CONN 135 DEG OFFSET 100X100 MM | 2418 | Material | 7017_NOS | 7017_NOS | 1 |  | 15124_PLUMBING HDPE |  |  |  | 636_C+SGST 18% I/P RD
2576 | HDPE BRANCH BALL DBL 88.5 DEG CONN 180 DEG OFFSET 100X100 MM | 2418 | Material | 7017_NOS | 7017_NOS | 1 |  | 15124_PLUMBING HDPE |  |  |  | 636_C+SGST 18% I/P RD
2577 | HDPE BRANCH BALL TRIP 88.5 DEG CONN 90 DEG OFFSET 100X100 MM | 2418 | Material | 7017_NOS | 7017_NOS | 1 |  | 15124_PLUMBING HDPE |  |  |  | 636_C+SGST 18% I/P RD
2578 | HDPE BRANCH BALL QUAD 88.5 DEG CONN 90 DEG OFFSET 100X100 MM | 2418 | Material | 7017_NOS | 7017_NOS | 1 |  | 15124_PLUMBING HDPE |  |  |  | 636_C+SGST 18% I/P RD
2579 | HDPE BRANCH QUADRUPLE 88.5 DEG 100 X 100 MM | 2418 | Material | 7017_NOS | 7017_NOS | 1 |  | 15124_PLUMBING HDPE |  |  |  | 636_C+SGST 18% I/P RD
2580 | HDPE REDR ECCENTRIC SHORT 50 X 40 MM | 2418 | Material | 7017_NOS | 7017_NOS | 1 |  | 15124_PLUMBING HDPE |  |  |  | 636_C+SGST 18% I/P RD
2581 | HDPE REDR ECCENTRIC SHORT 56 X 40 MM | 2418 | Material | 7017_NOS | 7017_NOS | 1 |  | 15124_PLUMBING HDPE |  |  |  | 636_C+SGST 18% I/P RD
2582 | HDPE REDR ECCENTRIC SHORT 56 X 50 MM | 2418 | Material | 7017_NOS | 7017_NOS | 1 |  | 15124_PLUMBING HDPE |  |  |  | 636_C+SGST 18% I/P RD
2583 | HDPE REDR ECCENTRIC SHORT 60 X 40 MM | 2418 | Material | 7017_NOS | 7017_NOS | 1 |  | 15124_PLUMBING HDPE |  |  |  | 636_C+SGST 18% I/P RD
2584 | HDPE REDR ECCENTRIC SHORT 60 X 50 MM | 2418 | Material | 7017_NOS | 7017_NOS | 1 |  | 15124_PLUMBING HDPE |  |  |  | 636_C+SGST 18% I/P RD
2585 | HDPE REDR ECCENTRIC SHORT 60 X 56 MM | 2418 | Material | 7017_NOS | 7017_NOS | 1 |  | 15124_PLUMBING HDPE |  |  |  | 636_C+SGST 18% I/P RD
2586 | HDPE REDR ECCENTRIC SHORT 70 X 40 MM | 2418 | Material | 7017_NOS | 7017_NOS | 1 |  | 15124_PLUMBING HDPE |  |  |  | 636_C+SGST 18% I/P RD
2587 | HDPE REDR ECCENTRIC SHORT 70 X 50 MM | 2418 | Material | 7017_NOS | 7017_NOS | 1 |  | 15124_PLUMBING HDPE |  |  |  | 636_C+SGST 18% I/P RD
2588 | HDPE REDR ECCENTRIC SHORT 70 X 56 MM | 2418 | Material | 7017_NOS | 7017_NOS | 1 |  | 15124_PLUMBING HDPE |  |  |  | 636_C+SGST 18% I/P RD
2589 | HDPE REDR ECCENTRIC SHORT 70 X 60 MM | 2418 | Material | 7017_NOS | 7017_NOS | 1 |  | 15124_PLUMBING HDPE |  |  |  | 636_C+SGST 18% I/P RD
2590 | HDPE REDR ECCENTRIC SHORT 90 X 50 MM | 2418 | Material | 7017_NOS | 7017_NOS | 1 |  | 15124_PLUMBING HDPE |  |  |  | 636_C+SGST 18% I/P RD
2591 | HDPE REDR ECCENTRIC SHORT 90 X 56 MM | 2418 | Material | 7017_NOS | 7017_NOS | 1 |  | 15124_PLUMBING HDPE |  |  |  | 636_C+SGST 18% I/P RD
2592 | HDPE REDR ECCENTRIC SHORT 90 X 60 MM | 2418 | Material | 7017_NOS | 7017_NOS | 1 |  | 15124_PLUMBING HDPE |  |  |  | 636_C+SGST 18% I/P RD
2593 | HDPE REDR ECCENTRIC SHORT 90 X 70 MM | 2418 | Material | 7017_NOS | 7017_NOS | 1 |  | 15124_PLUMBING HDPE |  |  |  | 636_C+SGST 18% I/P RD
2594 | HDPE REDR ECCENTRIC SHORT 100 X 40 MM | 2418 | Material | 7017_NOS | 7017_NOS | 1 |  | 15124_PLUMBING HDPE |  |  |  | 636_C+SGST 18% I/P RD
2595 | HDPE REDR ECCENTRIC SHORT 100 X 50 MM | 2418 | Material | 7017_NOS | 7017_NOS | 1 |  | 15124_PLUMBING HDPE |  |  |  | 636_C+SGST 18% I/P RD
2596 | HDPE REDR ECCENTRIC SHORT 100 X 56 MM | 2418 | Material | 7017_NOS | 7017_NOS | 1 |  | 15124_PLUMBING HDPE |  |  |  | 636_C+SGST 18% I/P RD
2597 | HDPE REDR ECCENTRIC SHORT 100 X 60 MM | 2418 | Material | 7017_NOS | 7017_NOS | 1 |  | 15124_PLUMBING HDPE |  |  |  | 636_C+SGST 18% I/P RD
2598 | HDPE REDR ECCENTRIC SHORT 100 X 70 MM | 2418 | Material | 7017_NOS | 7017_NOS | 1 |  | 15124_PLUMBING HDPE |  |  |  | 636_C+SGST 18% I/P RD
2599 | HDPE REDR ECCENTRIC SHORT 100 X 90 MM | 2418 | Material | 7017_NOS | 7017_NOS | 1 |  | 15124_PLUMBING HDPE |  |  |  | 636_C+SGST 18% I/P RD
2600 | HDPE REDR ECCENTRIC SHORT 125 X 50 MM | 2418 | Material | 7017_NOS | 7017_NOS | 1 |  | 15124_PLUMBING HDPE |  |  |  | 636_C+SGST 18% I/P RD
2601 | HDPE REDR ECCENTRIC SHORT 125 X 56 MM | 2418 | Material | 7017_NOS | 7017_NOS | 1 |  | 15124_PLUMBING HDPE |  |  |  | 636_C+SGST 18% I/P RD
2602 | HDPE REDR ECCENTRIC SHORT 125 X 60 MM | 2418 | Material | 7017_NOS | 7017_NOS | 1 |  | 15124_PLUMBING HDPE |  |  |  | 636_C+SGST 18% I/P RD
2603 | HDPE REDR ECCENTRIC SHORT 125 X 70 MM | 2418 | Material | 7017_NOS | 7017_NOS | 1 |  | 15124_PLUMBING HDPE |  |  |  | 636_C+SGST 18% I/P RD
2604 | HDPE REDR ECCENTRIC SHORT 125 X 90 MM | 2418 | Material | 7017_NOS | 7017_NOS | 1 |  | 15124_PLUMBING HDPE |  |  |  | 636_C+SGST 18% I/P RD
2605 | HDPE REDR ECCENTRIC SHORT 125 X 100 MM | 2418 | Material | 7017_NOS | 7017_NOS | 1 |  | 15124_PLUMBING HDPE |  |  |  | 636_C+SGST 18% I/P RD
2606 | HDPE REDR ECCENTRIC SHORT 150 X 100 MM | 2418 | Material | 7017_NOS | 7017_NOS | 1 |  | 15124_PLUMBING HDPE |  |  |  | 636_C+SGST 18% I/P RD
2607 | HDPE REDR ECCENTRIC SHORT 150 X 125 MM | 2418 | Material | 7017_NOS | 7017_NOS | 1 |  | 15124_PLUMBING HDPE |  |  |  | 636_C+SGST 18% I/P RD
2608 | HDPE REDR ECCENTRIC LONG 125 X 100 MM | 2418 | Material | 7017_NOS | 7017_NOS | 1 |  | 15124_PLUMBING HDPE |  |  |  | 636_C+SGST 18% I/P RD
2609 | HDPE REDR ECCENTRIC LONG 150 X 100 MM | 2418 | Material | 7017_NOS | 7017_NOS | 1 |  | 15124_PLUMBING HDPE |  |  |  | 636_C+SGST 18% I/P RD
2610 | HDPE REDR ECCENTRIC LONG 150 X 125 MM | 2418 | Material | 7017_NOS | 7017_NOS | 1 |  | 15124_PLUMBING HDPE |  |  |  | 636_C+SGST 18% I/P RD
2611 | HDPE REDR ECCENTRIC LONG 200 X 100 MM | 2418 | Material | 7017_NOS | 7017_NOS | 1 |  | 15124_PLUMBING HDPE |  |  |  | 636_C+SGST 18% I/P RD
2612 | HDPE REDR ECCENTRIC LONG 200 X 125 MM | 2418 | Material | 7017_NOS | 7017_NOS | 1 |  | 15124_PLUMBING HDPE |  |  |  | 636_C+SGST 18% I/P RD
2613 | HDPE REDR ECCENTRIC LONG 200 X 150 MM | 2418 | Material | 7017_NOS | 7017_NOS | 1 |  | 15124_PLUMBING HDPE |  |  |  | 636_C+SGST 18% I/P RD
2614 | HDPE REDR ECCENTRIC LONG 250 X 200 MM | 2418 | Material | 7017_NOS | 7017_NOS | 1 |  | 15124_PLUMBING HDPE |  |  |  | 636_C+SGST 18% I/P RD
2615 | HDPE REDR ECCENTRIC LONG 300 X 200 MM | 2418 | Material | 7017_NOS | 7017_NOS | 1 |  | 15124_PLUMBING HDPE |  |  |  | 636_C+SGST 18% I/P RD
2616 | HDPE REDR ECCENTRIC LONG 300 X 250 MM | 2418 | Material | 7017_NOS | 7017_NOS | 1 |  | 15124_PLUMBING HDPE |  |  |  | 636_C+SGST 18% I/P RD
2617 | HDPE REDR CONCENTRIC 56 X 50 MM | 2418 | Material | 7017_NOS | 7017_NOS | 1 |  | 15124_PLUMBING HDPE |  |  |  | 636_C+SGST 18% I/P RD
2618 | HDPE REDR CONCENTRIC 90 X 70 MM | 2418 | Material | 7017_NOS | 7017_NOS | 1 |  | 15124_PLUMBING HDPE |  |  |  | 636_C+SGST 18% I/P RD
2619 | HDPE REDR CONCENTRIC 100 X 50 MM | 2418 | Material | 7017_NOS | 7017_NOS | 1 |  | 15124_PLUMBING HDPE |  |  |  | 636_C+SGST 18% I/P RD
2620 | HDPE REDR CONCENTRIC 100 X 56 MM | 2418 | Material | 7017_NOS | 7017_NOS | 1 |  | 15124_PLUMBING HDPE |  |  |  | 636_C+SGST 18% I/P RD
2621 | HDPE REDR CONCENTRIC 100 X 60 MM | 2418 | Material | 7017_NOS | 7017_NOS | 1 |  | 15124_PLUMBING HDPE |  |  |  | 636_C+SGST 18% I/P RD
2622 | HDPE REDR CONCENTRIC 100 X 70 MM | 2418 | Material | 7017_NOS | 7017_NOS | 1 |  | 15124_PLUMBING HDPE |  |  |  | 636_C+SGST 18% I/P RD
2623 | HDPE REDR CONCENTRIC 100 X 90 MM | 2418 | Material | 7017_NOS | 7017_NOS | 1 |  | 15124_PLUMBING HDPE |  |  |  | 636_C+SGST 18% I/P RD
2624 | HDPE REDR CONCENTRIC 125 X 90 MM | 2418 | Material | 7017_NOS | 7017_NOS | 1 |  | 15124_PLUMBING HDPE |  |  |  | 636_C+SGST 18% I/P RD
2625 | HDPE REDR CONCENTRIC 150 X 100 MM | 2418 | Material | 7017_NOS | 7017_NOS | 1 |  | 15124_PLUMBING HDPE |  |  |  | 636_C+SGST 18% I/P RD
2626 | HDPE SOVENT 100 X 100 X 70 MM | 2418 | Material | 7017_NOS | 7017_NOS | 1 |  | 15124_PLUMBING HDPE |  |  |  | 636_C+SGST 18% I/P RD
2627 | HDPE SOVENT 150 X 100 X 70 MM | 2418 | Material | 7017_NOS | 7017_NOS | 1 |  | 15124_PLUMBING HDPE |  |  |  | 636_C+SGST 18% I/P RD
2628 | HDPE ELECTROFUSION COUPLING 40 MM | 2418 | Material | 7017_NOS | 7017_NOS | 1 |  | 15124_PLUMBING HDPE |  |  |  | 636_C+SGST 18% I/P RD
2629 | HDPE ELECTROFUSION COUPLING 50 MM | 2418 | Material | 7017_NOS | 7017_NOS | 1 |  | 15124_PLUMBING HDPE |  |  |  | 636_C+SGST 18% I/P RD
2630 | HDPE ELECTROFUSION COUPLING 56 MM | 2418 | Material | 7017_NOS | 7017_NOS | 1 |  | 15124_PLUMBING HDPE |  |  |  | 636_C+SGST 18% I/P RD
2631 | HDPE ELECTROFUSION COUPLING 60 MM | 2418 | Material | 7017_NOS | 7017_NOS | 1 |  | 15124_PLUMBING HDPE |  |  |  | 636_C+SGST 18% I/P RD
2632 | HDPE ELECTROFUSION COUPLING 70 MM | 2418 | Material | 7017_NOS | 7017_NOS | 1 |  | 15124_PLUMBING HDPE |  |  |  | 636_C+SGST 18% I/P RD
2633 | HDPE ELECTROFUSION COUPLING 90 MM | 2418 | Material | 7017_NOS | 7017_NOS | 1 |  | 15124_PLUMBING HDPE |  |  |  | 636_C+SGST 18% I/P RD
2634 | HDPE ELECTROFUSION COUPLING 100 MM | 2418 | Material | 7017_NOS | 7017_NOS | 1 |  | 15124_PLUMBING HDPE |  |  |  | 636_C+SGST 18% I/P RD
2635 | HDPE ELECTROFUSION COUPLING 125 MM | 2418 | Material | 7017_NOS | 7017_NOS | 1 |  | 15124_PLUMBING HDPE |  |  |  | 636_C+SGST 18% I/P RD
2636 | HDPE ELECTROFUSION COUPLING 150 MM | 2418 | Material | 7017_NOS | 7017_NOS | 1 |  | 15124_PLUMBING HDPE |  |  |  | 636_C+SGST 18% I/P RD
2637 | HDPE ELECTROFUSION COUPLING WITH THERMAL FUSE 200 MM | 2418 | Material | 7017_NOS | 7017_NOS | 1 |  | 15124_PLUMBING HDPE |  |  |  | 636_C+SGST 18% I/P RD
2638 | HDPE ELECTROFUSION COUPLING WITH THERMAL FUSE 250 MM | 2418 | Material | 7017_NOS | 7017_NOS | 1 |  | 15124_PLUMBING HDPE |  |  |  | 636_C+SGST 18% I/P RD
2639 | HDPE ELECTROFUSION COUPLING WITH THERMAL FUSE 300 MM | 2418 | Material | 7017_NOS | 7017_NOS | 1 |  | 15124_PLUMBING HDPE |  |  |  | 636_C+SGST 18% I/P RD
2640 | HDPE EXPANSION SOCKET WITH DOUBLE FLANGE 56 MM | 2418 | Material | 7017_NOS | 7017_NOS | 1 |  | 15124_PLUMBING HDPE |  |  |  | 636_C+SGST 18% I/P RD
2641 | HDPE EXPANSION SOCKET WITH DOUBLE FLANGE 60 MM | 2418 | Material | 7017_NOS | 7017_NOS | 1 |  | 15124_PLUMBING HDPE |  |  |  | 636_C+SGST 18% I/P RD
2642 | HDPE EXPANSION SOCKET WITH DOUBLE FLANGE 70 MM | 2418 | Material | 7017_NOS | 7017_NOS | 1 |  | 15124_PLUMBING HDPE |  |  |  | 636_C+SGST 18% I/P RD
2643 | HDPE EXPANSION SOCKET WITH DOUBLE FLANGE 90 MM | 2418 | Material | 7017_NOS | 7017_NOS | 1 |  | 15124_PLUMBING HDPE |  |  |  | 636_C+SGST 18% I/P RD
2644 | HDPE EXPANSION SOCKET WITH DOUBLE FLANGE 100 MM | 2418 | Material | 7017_NOS | 7017_NOS | 1 |  | 15124_PLUMBING HDPE |  |  |  | 636_C+SGST 18% I/P RD
2645 | HDPE EXPANSION SOCKET WITH DOUBLE FLANGE 125 MM | 2418 | Material | 7017_NOS | 7017_NOS | 1 |  | 15124_PLUMBING HDPE |  |  |  | 636_C+SGST 18% I/P RD
2646 | HDPE EXPANSION SOCKET WITH DOUBLE FLANGE 150 MM | 2418 | Material | 7017_NOS | 7017_NOS | 1 |  | 15124_PLUMBING HDPE |  |  |  | 636_C+SGST 18% I/P RD
2647 | HDPE EXPANSION SOCKET 200 MM | 2418 | Material | 7017_NOS | 7017_NOS | 1 |  | 15124_PLUMBING HDPE |  |  |  | 636_C+SGST 18% I/P RD
2648 | HDPE EXPANSION SOCKET 250 MM | 2418 | Material | 7017_NOS | 7017_NOS | 1 |  | 15124_PLUMBING HDPE |  |  |  | 636_C+SGST 18% I/P RD
2649 | HDPE EXPANSION SOCKET 300 MM | 2418 | Material | 7017_NOS | 7017_NOS | 1 |  | 15124_PLUMBING HDPE |  |  |  | 636_C+SGST 18% I/P RD
2650 | HDPE RING SEAL SOCKET WITH LIP SEAL 40 MM | 2418 | Material | 7017_NOS | 7017_NOS | 1 |  | 15124_PLUMBING HDPE |  |  |  | 636_C+SGST 18% I/P RD
2651 | HDPE RING SEAL SOCKET WITH LIP SEAL 50 MM | 2418 | Material | 7017_NOS | 7017_NOS | 1 |  | 15124_PLUMBING HDPE |  |  |  | 636_C+SGST 18% I/P RD
2652 | HDPE RING SEAL SOCKET WITH LIP SEAL 56 MM | 2418 | Material | 7017_NOS | 7017_NOS | 1 |  | 15124_PLUMBING HDPE |  |  |  | 636_C+SGST 18% I/P RD
2653 | HDPE RING SEAL SOCKET WITH LIP SEAL 60 MM | 2418 | Material | 7017_NOS | 7017_NOS | 1 |  | 15124_PLUMBING HDPE |  |  |  | 636_C+SGST 18% I/P RD
2654 | HDPE RING SEAL SOCKET WITH LIP SEAL 70 MM | 2418 | Material | 7017_NOS | 7017_NOS | 1 |  | 15124_PLUMBING HDPE |  |  |  | 636_C+SGST 18% I/P RD
2655 | HDPE RING SEAL SOCKET WITH LIP SEAL 90 MM | 2418 | Material | 7017_NOS | 7017_NOS | 1 |  | 15124_PLUMBING HDPE |  |  |  | 636_C+SGST 18% I/P RD
2656 | HDPE RING SEAL SOCKET WITH LIP SEAL 100 MM | 2418 | Material | 7017_NOS | 7017_NOS | 1 |  | 15124_PLUMBING HDPE |  |  |  | 636_C+SGST 18% I/P RD
2657 | HDPE RING SEAL SOCKET WITH LIP SEAL 125 MM | 2418 | Material | 7017_NOS | 7017_NOS | 1 |  | 15124_PLUMBING HDPE |  |  |  | 636_C+SGST 18% I/P RD
2658 | HDPE RING SEAL SOCKET WITH LIP SEAL 150 MM | 2418 | Material | 7017_NOS | 7017_NOS | 1 |  | 15124_PLUMBING HDPE |  |  |  | 636_C+SGST 18% I/P RD
2659 | HDPE SLAB REPAIR COUPLING 110 MM | 2418 | Material | 7017_NOS | 7017_NOS | 1 |  | 15124_PLUMBING HDPE |  |  |  | 636_C+SGST 18% I/P RD
2660 | HDPE THRD CONNECTOR WITH COMPRESSION JOINT 40 MM | 2418 | Material | 7017_NOS | 7017_NOS | 1 |  | 15124_PLUMBING HDPE |  |  |  | 636_C+SGST 18% I/P RD
2661 | HDPE THRD CONNECTOR WITH COMPRESSION JOINT 50 MM | 2418 | Material | 7017_NOS | 7017_NOS | 1 |  | 15124_PLUMBING HDPE |  |  |  | 636_C+SGST 18% I/P RD
2662 | HDPE THRD CONNECTOR WITH COMPRESSION JOINT 56 MM | 2418 | Material | 7017_NOS | 7017_NOS | 1 |  | 15124_PLUMBING HDPE |  |  |  | 636_C+SGST 18% I/P RD
2663 | HDPE THRD CONNECTOR WITH COMPRESSION JOINT 60 MM | 2418 | Material | 7017_NOS | 7017_NOS | 1 |  | 15124_PLUMBING HDPE |  |  |  | 636_C+SGST 18% I/P RD
2664 | HDPE THRD CONNECTOR WITH COMPRESSION JOINT 70 MM | 2418 | Material | 7017_NOS | 7017_NOS | 1 |  | 15124_PLUMBING HDPE |  |  |  | 636_C+SGST 18% I/P RD
2665 | HDPE THRD CONNECTOR WITH COMPRESSION JOINT 90 MM | 2418 | Material | 7017_NOS | 7017_NOS | 1 |  | 15124_PLUMBING HDPE |  |  |  | 636_C+SGST 18% I/P RD
2666 | HDPE THRD CONNECTOR WITH SCREW CAP 40 MM | 2418 | Material | 7017_NOS | 7017_NOS | 1 |  | 15124_PLUMBING HDPE |  |  |  | 636_C+SGST 18% I/P RD
2667 | HDPE THRD CONNECTOR WITH SCREW CAP 50 MM | 2418 | Material | 7017_NOS | 7017_NOS | 1 |  | 15124_PLUMBING HDPE |  |  |  | 636_C+SGST 18% I/P RD
2668 | HDPE THRD CONNECTOR WITH SCREW CAP 56 MM | 2418 | Material | 7017_NOS | 7017_NOS | 1 |  | 15124_PLUMBING HDPE |  |  |  | 636_C+SGST 18% I/P RD
2669 | HDPE THRD CONNECTOR WITH SCREW CAP 60 MM | 2418 | Material | 7017_NOS | 7017_NOS | 1 |  | 15124_PLUMBING HDPE |  |  |  | 636_C+SGST 18% I/P RD
2670 | HDPE THRD CONNECTOR WITH SCREW CAP 70 MM | 2418 | Material | 7017_NOS | 7017_NOS | 1 |  | 15124_PLUMBING HDPE |  |  |  | 636_C+SGST 18% I/P RD
2671 | HDPE THRD CONNECTOR WITH SCREW CAP 90 MM | 2418 | Material | 7017_NOS | 7017_NOS | 1 |  | 15124_PLUMBING HDPE |  |  |  | 636_C+SGST 18% I/P RD
2672 | HDPE THRD CONNECTOR WITH SCREW CAP 100 MM | 2418 | Material | 7017_NOS | 7017_NOS | 1 |  | 15124_PLUMBING HDPE |  |  |  | 636_C+SGST 18% I/P RD
2673 | HDPE COMPRESSION JOINT 63 MM | 2418 | Material | 7017_NOS | 7017_NOS | 1 |  | 15124_PLUMBING HDPE |  |  |  | 636_C+SGST 18% I/P RD
2674 | HDPE ADAPTER WITH MALE THREAD 50 MM (1-1/4") | 2418 | Material | 7017_NOS | 7017_NOS | 1 |  | 15124_PLUMBING HDPE |  |  |  | 636_C+SGST 18% I/P RD
2675 | HDPE ADAPTER WITH MALE THREAD 50 MM (1-1/2") | 2418 | Material | 7017_NOS | 7017_NOS | 1 |  | 15124_PLUMBING HDPE |  |  |  | 636_C+SGST 18% I/P RD
2676 | HDPE ADAPTER WITH MALE THREAD 56 MM | 2418 | Material | 7017_NOS | 7017_NOS | 1 |  | 15124_PLUMBING HDPE |  |  |  | 636_C+SGST 18% I/P RD
2677 | HDPE ADAPTER WITH MALE THREAD 60 MM | 2418 | Material | 7017_NOS | 7017_NOS | 1 |  | 15124_PLUMBING HDPE |  |  |  | 636_C+SGST 18% I/P RD
2678 | HDPE ADAPTER WITH MALE THREAD 70 MM | 2418 | Material | 7017_NOS | 7017_NOS | 1 |  | 15124_PLUMBING HDPE |  |  |  | 636_C+SGST 18% I/P RD
2679 | HDPE ADAPTER WITH FEMALE THREAD 40 MM | 2418 | Material | 7017_NOS | 7017_NOS | 1 |  | 15124_PLUMBING HDPE |  |  |  | 636_C+SGST 18% I/P RD
2680 | HDPE ADAPTER WITH FEMALE THREAD 50 MM | 2418 | Material | 7017_NOS | 7017_NOS | 1 |  | 15124_PLUMBING HDPE |  |  |  | 636_C+SGST 18% I/P RD
2681 | HDPE ADAPTER WITH FEMALE THREAD 56 MM | 2418 | Material | 7017_NOS | 7017_NOS | 1 |  | 15124_PLUMBING HDPE |  |  |  | 636_C+SGST 18% I/P RD
2682 | HDPE ADAPTER WITH FEMALE THREAD 60 MM | 2418 | Material | 7017_NOS | 7017_NOS | 1 |  | 15124_PLUMBING HDPE |  |  |  | 636_C+SGST 18% I/P RD
2683 | HDPE ADAPTER WITH FEMALE THREAD 70 MM | 2418 | Material | 7017_NOS | 7017_NOS | 1 |  | 15124_PLUMBING HDPE |  |  |  | 636_C+SGST 18% I/P RD
2684 | HDPE FLANGE ADAPTER 60 MM | 2418 | Material | 7017_NOS | 7017_NOS | 1 |  | 15124_PLUMBING HDPE |  |  |  | 636_C+SGST 18% I/P RD
2685 | HDPE FLANGE ADAPTER 70 MM | 2418 | Material | 7017_NOS | 7017_NOS | 1 |  | 15124_PLUMBING HDPE |  |  |  | 636_C+SGST 18% I/P RD
2686 | HDPE FLANGE ADAPTER 90 MM | 2418 | Material | 7017_NOS | 7017_NOS | 1 |  | 15124_PLUMBING HDPE |  |  |  | 636_C+SGST 18% I/P RD
2687 | HDPE FLANGE ADAPTER 100 MM | 2418 | Material | 7017_NOS | 7017_NOS | 1 |  | 15124_PLUMBING HDPE |  |  |  | 636_C+SGST 18% I/P RD
2688 | HDPE FLANGE ADAPTER 125 MM | 2418 | Material | 7017_NOS | 7017_NOS | 1 |  | 15124_PLUMBING HDPE |  |  |  | 636_C+SGST 18% I/P RD
2689 | HDPE FLANGE ADAPTER 150 MM | 2418 | Material | 7017_NOS | 7017_NOS | 1 |  | 15124_PLUMBING HDPE |  |  |  | 636_C+SGST 18% I/P RD
2690 | HDPE FLANGE ADAPTER 200 MM | 2418 | Material | 7017_NOS | 7017_NOS | 1 |  | 15124_PLUMBING HDPE |  |  |  | 636_C+SGST 18% I/P RD
2691 | HDPE FLANGE ADAPTER 250 MM | 2418 | Material | 7017_NOS | 7017_NOS | 1 |  | 15124_PLUMBING HDPE |  |  |  | 636_C+SGST 18% I/P RD
2692 | HDPE FLANGE ADAPTER 300 MM | 2418 | Material | 7017_NOS | 7017_NOS | 1 |  | 15124_PLUMBING HDPE |  |  |  | 636_C+SGST 18% I/P RD
2693 | HDPE FLANGE BUSHING 70 MM | 2418 | Material | 7017_NOS | 7017_NOS | 1 |  | 15124_PLUMBING HDPE |  |  |  | 636_C+SGST 18% I/P RD
2694 | HDPE FLANGE BUSHING 90 MM | 2418 | Material | 7017_NOS | 7017_NOS | 1 |  | 15124_PLUMBING HDPE |  |  |  | 636_C+SGST 18% I/P RD
2695 | HDPE FLANGE BUSHING 100 MM | 2418 | Material | 7017_NOS | 7017_NOS | 1 |  | 15124_PLUMBING HDPE |  |  |  | 636_C+SGST 18% I/P RD
2696 | HDPE CONN RING SEAL SOCKET WITH LIP SEAL WALL-HUNG 90X90 MM | 2418 | Material | 7017_NOS | 7017_NOS | 1 |  | 15124_PLUMBING HDPE |  |  |  | 636_C+SGST 18% I/P RD
2697 | HDPE CONN RING SEAL SOCKET WITH LIP SEAL WALL-HUNG 100X90 MM | 2418 | Material | 7017_NOS | 7017_NOS | 1 |  | 15124_PLUMBING HDPE |  |  |  | 636_C+SGST 18% I/P RD
2698 | HDPE END CAP EXTENDED 50 MM | 2418 | Material | 7017_NOS | 7017_NOS | 1 |  | 15124_PLUMBING HDPE |  |  |  | 636_C+SGST 18% I/P RD
2699 | HDPE END CAP EXTENDED 56 MM | 2418 | Material | 7017_NOS | 7017_NOS | 1 |  | 15124_PLUMBING HDPE |  |  |  | 636_C+SGST 18% I/P RD
2700 | HDPE END CAP EXTENDED 75 MM | 2418 | Material | 7017_NOS | 7017_NOS | 1 |  | 15124_PLUMBING HDPE |  |  |  | 636_C+SGST 18% I/P RD
2701 | HDPE END CAP EXTENDED 90 MM | 2418 | Material | 7017_NOS | 7017_NOS | 1 |  | 15124_PLUMBING HDPE |  |  |  | 636_C+SGST 18% I/P RD
2702 | HDPE END CAP EXTENDED 110 MM | 2418 | Material | 7017_NOS | 7017_NOS | 1 |  | 15124_PLUMBING HDPE |  |  |  | 636_C+SGST 18% I/P RD
2703 | HDPE END CAP EXTENDED 160 MM | 2418 | Material | 7017_NOS | 7017_NOS | 1 |  | 15124_PLUMBING HDPE |  |  |  | 636_C+SGST 18% I/P RD
2704 | HDPE SLEEVE 40 MM | 2418 | Material | 7017_NOS | 7017_NOS | 1 |  | 15124_PLUMBING HDPE |  |  |  | 636_C+SGST 18% I/P RD
2705 | HDPE SLEEVE 50 MM | 2418 | Material | 7017_NOS | 7017_NOS | 1 |  | 15124_PLUMBING HDPE |  |  |  | 636_C+SGST 18% I/P RD
2706 | HDPE FLANGE GASKET 90 MM | 2418 | Material | 7017_NOS | 7017_NOS | 1 |  | 15124_PLUMBING HDPE |  |  |  | 636_C+SGST 18% I/P RD
2707 | HDPE FLANGE GASKET 100 MM | 2418 | Material | 7017_NOS | 7017_NOS | 1 |  | 15124_PLUMBING HDPE |  |  |  | 636_C+SGST 18% I/P RD
2708 | HDPE COMPRESSION SEAL 40 MM | 2418 | Material | 7017_NOS | 7017_NOS | 1 |  | 15124_PLUMBING HDPE |  |  |  | 636_C+SGST 18% I/P RD
2709 | HDPE COMPRESSION SEAL 50 MM | 2418 | Material | 7017_NOS | 7017_NOS | 1 |  | 15124_PLUMBING HDPE |  |  |  | 636_C+SGST 18% I/P RD
2710 | HDPE COMPRESSION SEAL 56 MM | 2418 | Material | 7017_NOS | 7017_NOS | 1 |  | 15124_PLUMBING HDPE |  |  |  | 636_C+SGST 18% I/P RD
2711 | HDPE SCREW CAP 90 MM | 2418 | Material | 7017_NOS | 7017_NOS | 1 |  | 15124_PLUMBING HDPE |  |  |  | 636_C+SGST 18% I/P RD
2712 | HDPE TRAP FOR WC HORIZONTAL OUTLET 110 MM | 2418 | Material | 7017_NOS | 7017_NOS | 1 |  | 15124_PLUMBING HDPE |  |  |  | 636_C+SGST 18% I/P RD
2713 | HDPE P-TRAP FOR SINK 50 X 50 MM | 2418 | Material | 7017_NOS | 7017_NOS | 1 |  | 15124_PLUMBING HDPE |  |  |  | 636_C+SGST 18% I/P RD
2714 | HDPE P-TRAP FOR SINK 50 X 56 MM | 2418 | Material | 7017_NOS | 7017_NOS | 1 |  | 15124_PLUMBING HDPE |  |  |  | 636_C+SGST 18% I/P RD
2715 | HDPE S-TRAP FOR SINK 50 X 50 MM | 2418 | Material | 7017_NOS | 7017_NOS | 1 |  | 15124_PLUMBING HDPE |  |  |  | 636_C+SGST 18% I/P RD
2716 | HDPE S-TRAP FOR SINK 50 X 56 MM | 2418 | Material | 7017_NOS | 7017_NOS | 1 |  | 15124_PLUMBING HDPE |  |  |  | 636_C+SGST 18% I/P RD
2717 | HDPE NAHANI TRAP | 2418 | Material | 7017_NOS | 7017_NOS | 1 |  | 15124_PLUMBING HDPE |  |  |  | 636_C+SGST 18% I/P RD
2718 | HDPE MULTI FLOOR TRAP | 2418 | Material | 7017_NOS | 7017_NOS | 1 |  | 15124_PLUMBING HDPE |  |  |  | 636_C+SGST 18% I/P RD
2719 | PLUMBING ACCESSORIES | 0 | Group
2720 | SS BALL VALVE SCREWED 1/2″ | 2719 | Material | 7017_NOS | 7017_NOS | 1 |  | 15122_PLUMBING ACCESSORIES |  |  |  | 636_C+SGST 18% I/P RD
2721 | SS BALL VALVE SCREWED 3/4″ | 2719 | Material | 7017_NOS | 7017_NOS | 1 |  | 15122_PLUMBING ACCESSORIES |  |  |  | 636_C+SGST 18% I/P RD
2722 | SS BALL VALVE SCREWED 1″ | 2719 | Material | 7017_NOS | 7017_NOS | 1 |  | 15122_PLUMBING ACCESSORIES |  |  |  | 636_C+SGST 18% I/P RD
2723 | SS BALL VALVE SCREWED 1-1/4″ | 2719 | Material | 7017_NOS | 7017_NOS | 1 |  | 15122_PLUMBING ACCESSORIES |  |  |  | 636_C+SGST 18% I/P RD
2724 | SS BALL VALVE SCREWED 1-1/2″ | 2719 | Material | 7017_NOS | 7017_NOS | 1 |  | 15122_PLUMBING ACCESSORIES |  |  |  | 636_C+SGST 18% I/P RD
2725 | SS BALL VALVE SCREWED 2″ | 2719 | Material | 7017_NOS | 7017_NOS | 1 |  | 15122_PLUMBING ACCESSORIES |  |  |  | 636_C+SGST 18% I/P RD
2726 | SS BALL VALVE SCREWED 2-1/2″ | 2719 | Material | 7017_NOS | 7017_NOS | 1 |  | 15122_PLUMBING ACCESSORIES |  |  |  | 636_C+SGST 18% I/P RD
2727 | SS BALL VALVE SCREWED 3″ | 2719 | Material | 7017_NOS | 7017_NOS | 1 |  | 15122_PLUMBING ACCESSORIES |  |  |  | 636_C+SGST 18% I/P RD
2728 | SS BALL VALVE SCREWED 4″ | 2719 | Material | 7017_NOS | 7017_NOS | 1 |  | 15122_PLUMBING ACCESSORIES |  |  |  | 636_C+SGST 18% I/P RD
2729 | GM BALL VALVE SCREWED 1/2″ | 2719 | Material | 7017_NOS | 7017_NOS | 1 |  | 15122_PLUMBING ACCESSORIES |  |  |  | 636_C+SGST 18% I/P RD
2730 | GM BALL VALVE SCREWED 3/4″ | 2719 | Material | 7017_NOS | 7017_NOS | 1 |  | 15122_PLUMBING ACCESSORIES |  |  |  | 636_C+SGST 18% I/P RD
2731 | GM BALL VALVE SCREWED 1″ | 2719 | Material | 7017_NOS | 7017_NOS | 1 |  | 15122_PLUMBING ACCESSORIES |  |  |  | 636_C+SGST 18% I/P RD
2732 | GM BALL VALVE SCREWED 1-1/4″ | 2719 | Material | 7017_NOS | 7017_NOS | 1 |  | 15122_PLUMBING ACCESSORIES |  |  |  | 636_C+SGST 18% I/P RD
2733 | GM BALL VALVE SCREWED 1-1/2″ | 2719 | Material | 7017_NOS | 7017_NOS | 1 |  | 15122_PLUMBING ACCESSORIES |  |  |  | 636_C+SGST 18% I/P RD
2734 | GM BALL VALVE SCREWED 2″ | 2719 | Material | 7017_NOS | 7017_NOS | 1 |  | 15122_PLUMBING ACCESSORIES |  |  |  | 636_C+SGST 18% I/P RD
2735 | GM BALL VALVE SCREWED 2-1/2″ | 2719 | Material | 7017_NOS | 7017_NOS | 1 |  | 15122_PLUMBING ACCESSORIES |  |  |  | 636_C+SGST 18% I/P RD
2736 | GM BALL VALVE SCREWED 3″ | 2719 | Material | 7017_NOS | 7017_NOS | 1 |  | 15122_PLUMBING ACCESSORIES |  |  |  | 636_C+SGST 18% I/P RD
2737 | GM BALL VALVE SCREWED 4″ | 2719 | Material | 7017_NOS | 7017_NOS | 1 |  | 15122_PLUMBING ACCESSORIES |  |  |  | 636_C+SGST 18% I/P RD
2738 | BRONZE BALL VALVE SCREWED 1/2″ | 2719 | Material | 7017_NOS | 7017_NOS | 1 |  | 15122_PLUMBING ACCESSORIES |  |  |  | 636_C+SGST 18% I/P RD
2739 | BRONZE BALL VALVE SCREWED 3/4″ | 2719 | Material | 7017_NOS | 7017_NOS | 1 |  | 15122_PLUMBING ACCESSORIES |  |  |  | 636_C+SGST 18% I/P RD
2740 | BRONZE BALL VALVE SCREWED 1″ | 2719 | Material | 7017_NOS | 7017_NOS | 1 |  | 15122_PLUMBING ACCESSORIES |  |  |  | 636_C+SGST 18% I/P RD
2741 | BRONZE BALL VALVE SCREWED 1-1/4″ | 2719 | Material | 7017_NOS | 7017_NOS | 1 |  | 15122_PLUMBING ACCESSORIES |  |  |  | 636_C+SGST 18% I/P RD
2742 | BRONZE BALL VALVE SCREWED 1-1/2″ | 2719 | Material | 7017_NOS | 7017_NOS | 1 |  | 15122_PLUMBING ACCESSORIES |  |  |  | 636_C+SGST 18% I/P RD
2743 | BRONZE BALL VALVE SCREWED 2″ | 2719 | Material | 7017_NOS | 7017_NOS | 1 |  | 15122_PLUMBING ACCESSORIES |  |  |  | 636_C+SGST 18% I/P RD
2744 | BRONZE BALL VALVE SCREWED 2-1/2″ | 2719 | Material | 7017_NOS | 7017_NOS | 1 |  | 15122_PLUMBING ACCESSORIES |  |  |  | 636_C+SGST 18% I/P RD
2745 | BRONZE BALL VALVE SCREWED 3″ | 2719 | Material | 7017_NOS | 7017_NOS | 1 |  | 15122_PLUMBING ACCESSORIES |  |  |  | 636_C+SGST 18% I/P RD
2746 | BRONZE BALL VALVE SCREWED 4″ | 2719 | Material | 7017_NOS | 7017_NOS | 1 |  | 15122_PLUMBING ACCESSORIES |  |  |  | 636_C+SGST 18% I/P RD
2747 | FORGED BALL VALVE SCREWED 1/2″ | 2719 | Material | 7017_NOS | 7017_NOS | 1 |  | 15122_PLUMBING ACCESSORIES |  |  |  | 636_C+SGST 18% I/P RD
2748 | FORGED BALL VALVE SCREWED 3/4″ | 2719 | Material | 7017_NOS | 7017_NOS | 1 |  | 15122_PLUMBING ACCESSORIES |  |  |  | 636_C+SGST 18% I/P RD
2749 | FORGED BALL VALVE SCREWED 1″ | 2719 | Material | 7017_NOS | 7017_NOS | 1 |  | 15122_PLUMBING ACCESSORIES |  |  |  | 636_C+SGST 18% I/P RD
2750 | FORGED BALL VALVE SCREWED 1-1/4″ | 2719 | Material | 7017_NOS | 7017_NOS | 1 |  | 15122_PLUMBING ACCESSORIES |  |  |  | 636_C+SGST 18% I/P RD
2751 | FORGED BALL VALVE SCREWED 1-1/2″ | 2719 | Material | 7017_NOS | 7017_NOS | 1 |  | 15122_PLUMBING ACCESSORIES |  |  |  | 636_C+SGST 18% I/P RD
2752 | FORGED BALL VALVE SCREWED 2″ | 2719 | Material | 7017_NOS | 7017_NOS | 1 |  | 15122_PLUMBING ACCESSORIES |  |  |  | 636_C+SGST 18% I/P RD
2753 | FORGED BALL VALVE SCREWED 2-1/2″ | 2719 | Material | 7017_NOS | 7017_NOS | 1 |  | 15122_PLUMBING ACCESSORIES |  |  |  | 636_C+SGST 18% I/P RD
2754 | FORGED BALL VALVE SCREWED 3″ | 2719 | Material | 7017_NOS | 7017_NOS | 1 |  | 15122_PLUMBING ACCESSORIES |  |  |  | 636_C+SGST 18% I/P RD
2755 | FORGED BALL VALVE SCREWED 4″ | 2719 | Material | 7017_NOS | 7017_NOS | 1 |  | 15122_PLUMBING ACCESSORIES |  |  |  | 636_C+SGST 18% I/P RD
2756 | SS BALL VALVE FLANGED 1/2″ | 2719 | Material | 7017_NOS | 7017_NOS | 1 |  | 15122_PLUMBING ACCESSORIES |  |  |  | 636_C+SGST 18% I/P RD
2757 | SS BALL VALVE FLANGED 3/4″ | 2719 | Material | 7017_NOS | 7017_NOS | 1 |  | 15122_PLUMBING ACCESSORIES |  |  |  | 636_C+SGST 18% I/P RD
2758 | SS BALL VALVE FLANGED 1″ | 2719 | Material | 7017_NOS | 7017_NOS | 1 |  | 15122_PLUMBING ACCESSORIES |  |  |  | 636_C+SGST 18% I/P RD
2759 | SS BALL VALVE FLANGED 1-1/4″ | 2719 | Material | 7017_NOS | 7017_NOS | 1 |  | 15122_PLUMBING ACCESSORIES |  |  |  | 636_C+SGST 18% I/P RD
2760 | SS BALL VALVE FLANGED 1-1/2″ | 2719 | Material | 7017_NOS | 7017_NOS | 1 |  | 15122_PLUMBING ACCESSORIES |  |  |  | 636_C+SGST 18% I/P RD
2761 | SS BALL VALVE FLANGED 2″ | 2719 | Material | 7017_NOS | 7017_NOS | 1 |  | 15122_PLUMBING ACCESSORIES |  |  |  | 636_C+SGST 18% I/P RD
2762 | SS BALL VALVE FLANGED 2-1/2″ | 2719 | Material | 7017_NOS | 7017_NOS | 1 |  | 15122_PLUMBING ACCESSORIES |  |  |  | 636_C+SGST 18% I/P RD
2763 | SS BALL VALVE FLANGED 3″ | 2719 | Material | 7017_NOS | 7017_NOS | 1 |  | 15122_PLUMBING ACCESSORIES |  |  |  | 636_C+SGST 18% I/P RD
2764 | SS BALL VALVE FLANGED 4″ | 2719 | Material | 7017_NOS | 7017_NOS | 1 |  | 15122_PLUMBING ACCESSORIES |  |  |  | 636_C+SGST 18% I/P RD
2765 | GM BALL VALVE FLANGED 1/2″ | 2719 | Material | 7017_NOS | 7017_NOS | 1 |  | 15122_PLUMBING ACCESSORIES |  |  |  | 636_C+SGST 18% I/P RD
2766 | GM BALL VALVE FLANGED 3/4″ | 2719 | Material | 7017_NOS | 7017_NOS | 1 |  | 15122_PLUMBING ACCESSORIES |  |  |  | 636_C+SGST 18% I/P RD
2767 | GM BALL VALVE FLANGED 1″ | 2719 | Material | 7017_NOS | 7017_NOS | 1 |  | 15122_PLUMBING ACCESSORIES |  |  |  | 636_C+SGST 18% I/P RD
2768 | GM BALL VALVE FLANGED 1-1/4″ | 2719 | Material | 7017_NOS | 7017_NOS | 1 |  | 15122_PLUMBING ACCESSORIES |  |  |  | 636_C+SGST 18% I/P RD
2769 | GM BALL VALVE FLANGED 1-1/2″ | 2719 | Material | 7017_NOS | 7017_NOS | 1 |  | 15122_PLUMBING ACCESSORIES |  |  |  | 636_C+SGST 18% I/P RD
2770 | GM BALL VALVE FLANGED 2″ | 2719 | Material | 7017_NOS | 7017_NOS | 1 |  | 15122_PLUMBING ACCESSORIES |  |  |  | 636_C+SGST 18% I/P RD
2771 | GM BALL VALVE FLANGED 2-1/2″ | 2719 | Material | 7017_NOS | 7017_NOS | 1 |  | 15122_PLUMBING ACCESSORIES |  |  |  | 636_C+SGST 18% I/P RD
2772 | GM BALL VALVE FLANGED 3″ | 2719 | Material | 7017_NOS | 7017_NOS | 1 |  | 15122_PLUMBING ACCESSORIES |  |  |  | 636_C+SGST 18% I/P RD
2773 | GM BALL VALVE FLANGED 4″ | 2719 | Material | 7017_NOS | 7017_NOS | 1 |  | 15122_PLUMBING ACCESSORIES |  |  |  | 636_C+SGST 18% I/P RD
2774 | BRONZE BALL VALVE FLANGED 1/2″ | 2719 | Material | 7017_NOS | 7017_NOS | 1 |  | 15122_PLUMBING ACCESSORIES |  |  |  | 636_C+SGST 18% I/P RD
2775 | BRONZE BALL VALVE FLANGED 3/4″ | 2719 | Material | 7017_NOS | 7017_NOS | 1 |  | 15122_PLUMBING ACCESSORIES |  |  |  | 636_C+SGST 18% I/P RD
2776 | BRONZE BALL VALVE FLANGED 1″ | 2719 | Material | 7017_NOS | 7017_NOS | 1 |  | 15122_PLUMBING ACCESSORIES |  |  |  | 636_C+SGST 18% I/P RD
2777 | BRONZE BALL VALVE FLANGED 1-1/4″ | 2719 | Material | 7017_NOS | 7017_NOS | 1 |  | 15122_PLUMBING ACCESSORIES |  |  |  | 636_C+SGST 18% I/P RD
2778 | BRONZE BALL VALVE FLANGED 1-1/2″ | 2719 | Material | 7017_NOS | 7017_NOS | 1 |  | 15122_PLUMBING ACCESSORIES |  |  |  | 636_C+SGST 18% I/P RD
2779 | BRONZE BALL VALVE FLANGED 2″ | 2719 | Material | 7017_NOS | 7017_NOS | 1 |  | 15122_PLUMBING ACCESSORIES |  |  |  | 636_C+SGST 18% I/P RD
2780 | BRONZE BALL VALVE FLANGED 2-1/2″ | 2719 | Material | 7017_NOS | 7017_NOS | 1 |  | 15122_PLUMBING ACCESSORIES |  |  |  | 636_C+SGST 18% I/P RD
2781 | BRONZE BALL VALVE FLANGED 3″ | 2719 | Material | 7017_NOS | 7017_NOS | 1 |  | 15122_PLUMBING ACCESSORIES |  |  |  | 636_C+SGST 18% I/P RD
2782 | BRONZE BALL VALVE FLANGED 4″ | 2719 | Material | 7017_NOS | 7017_NOS | 1 |  | 15122_PLUMBING ACCESSORIES |  |  |  | 636_C+SGST 18% I/P RD
2783 | FORGED BALL VALVE FLANGED 1/2″ | 2719 | Material | 7017_NOS | 7017_NOS | 1 |  | 15122_PLUMBING ACCESSORIES |  |  |  | 636_C+SGST 18% I/P RD
2784 | FORGED BALL VALVE FLANGED 3/4″ | 2719 | Material | 7017_NOS | 7017_NOS | 1 |  | 15122_PLUMBING ACCESSORIES |  |  |  | 636_C+SGST 18% I/P RD
2785 | FORGED BALL VALVE FLANGED 1″ | 2719 | Material | 7017_NOS | 7017_NOS | 1 |  | 15122_PLUMBING ACCESSORIES |  |  |  | 636_C+SGST 18% I/P RD
2786 | FORGED BALL VALVE FLANGED 1-1/4″ | 2719 | Material | 7017_NOS | 7017_NOS | 1 |  | 15122_PLUMBING ACCESSORIES |  |  |  | 636_C+SGST 18% I/P RD
2787 | FORGED BALL VALVE FLANGED 1-1/2″ | 2719 | Material | 7017_NOS | 7017_NOS | 1 |  | 15122_PLUMBING ACCESSORIES |  |  |  | 636_C+SGST 18% I/P RD
2788 | FORGED BALL VALVE FLANGED 2″ | 2719 | Material | 7017_NOS | 7017_NOS | 1 |  | 15122_PLUMBING ACCESSORIES |  |  |  | 636_C+SGST 18% I/P RD
2789 | FORGED BALL VALVE FLANGED 2-1/2″ | 2719 | Material | 7017_NOS | 7017_NOS | 1 |  | 15122_PLUMBING ACCESSORIES |  |  |  | 636_C+SGST 18% I/P RD
2790 | FORGED BALL VALVE FLANGED 3″ | 2719 | Material | 7017_NOS | 7017_NOS | 1 |  | 15122_PLUMBING ACCESSORIES |  |  |  | 636_C+SGST 18% I/P RD
2791 | FORGED BALL VALVE FLANGED 4″ | 2719 | Material | 7017_NOS | 7017_NOS | 1 |  | 15122_PLUMBING ACCESSORIES |  |  |  | 636_C+SGST 18% I/P RD
2792 | CI BUTTERFLY VALVE WAFER TYPE 1-1/2″ | 2719 | Material | 7017_NOS | 7017_NOS | 1 |  | 15122_PLUMBING ACCESSORIES |  |  |  | 636_C+SGST 18% I/P RD
2793 | CI BUTTERFLY VALVE WAFER TYPE 2″ | 2719 | Material | 7017_NOS | 7017_NOS | 1 |  | 15122_PLUMBING ACCESSORIES |  |  |  | 636_C+SGST 18% I/P RD
2794 | CI BUTTERFLY VALVE WAFER TYPE 2-1/2″ | 2719 | Material | 7017_NOS | 7017_NOS | 1 |  | 15122_PLUMBING ACCESSORIES |  |  |  | 636_C+SGST 18% I/P RD
2795 | CI BUTTERFLY VALVE WAFER TYPE 3″ | 2719 | Material | 7017_NOS | 7017_NOS | 1 |  | 15122_PLUMBING ACCESSORIES |  |  |  | 636_C+SGST 18% I/P RD
2796 | CI BUTTERFLY VALVE WAFER TYPE 4″ | 2719 | Material | 7017_NOS | 7017_NOS | 1 |  | 15122_PLUMBING ACCESSORIES |  |  |  | 636_C+SGST 18% I/P RD
2797 | CI BUTTERFLY VALVE WAFER TYPE 6" MM | 2719 | Material | 7017_NOS | 7017_NOS | 1 |  | 15122_PLUMBING ACCESSORIES |  |  |  | 636_C+SGST 18% I/P RD
2798 | SS BUTTERFLY VALVE WAFER TYPE 1-1/2″ | 2719 | Material | 7017_NOS | 7017_NOS | 1 |  | 15122_PLUMBING ACCESSORIES |  |  |  | 636_C+SGST 18% I/P RD
2799 | SS BUTTERFLY VALVE WAFER TYPE 2″ | 2719 | Material | 7017_NOS | 7017_NOS | 1 |  | 15122_PLUMBING ACCESSORIES |  |  |  | 636_C+SGST 18% I/P RD
2800 | SS BUTTERFLY VALVE WAFER TYPE 2-1/2″ | 2719 | Material | 7017_NOS | 7017_NOS | 1 |  | 15122_PLUMBING ACCESSORIES |  |  |  | 636_C+SGST 18% I/P RD
2801 | SS BUTTERFLY VALVE WAFER TYPE 3″ | 2719 | Material | 7017_NOS | 7017_NOS | 1 |  | 15122_PLUMBING ACCESSORIES |  |  |  | 636_C+SGST 18% I/P RD
2802 | SS BUTTERFLY VALVE WAFER TYPE 4″ | 2719 | Material | 7017_NOS | 7017_NOS | 1 |  | 15122_PLUMBING ACCESSORIES |  |  |  | 636_C+SGST 18% I/P RD
2803 | SS BUTTERFLY VALVE WAFER TYPE 6" MM | 2719 | Material | 7017_NOS | 7017_NOS | 1 |  | 15122_PLUMBING ACCESSORIES |  |  |  | 636_C+SGST 18% I/P RD
2804 | CI NON RETURN VALVE 2″ | 2719 | Material | 7017_NOS | 7017_NOS | 1 |  | 15122_PLUMBING ACCESSORIES |  |  |  | 636_C+SGST 18% I/P RD
2805 | CI NON RETURN VALVE 2-1/2″ | 2719 | Material | 7017_NOS | 7017_NOS | 1 |  | 15122_PLUMBING ACCESSORIES |  |  |  | 636_C+SGST 18% I/P RD
2806 | CI NON RETURN VALVE 3″ | 2719 | Material | 7017_NOS | 7017_NOS | 1 |  | 15122_PLUMBING ACCESSORIES |  |  |  | 636_C+SGST 18% I/P RD
2807 | CI NON RETURN VALVE 4″ | 2719 | Material | 7017_NOS | 7017_NOS | 1 |  | 15122_PLUMBING ACCESSORIES |  |  |  | 636_C+SGST 18% I/P RD
2808 | CI NON RETURN VALVE 6" | 2719 | Material | 7017_NOS | 7017_NOS | 1 |  | 15122_PLUMBING ACCESSORIES |  |  |  | 636_C+SGST 18% I/P RD
2809 | CI NON RETURN VALVE 8" | 2719 | Material | 7017_NOS | 7017_NOS | 1 |  | 15122_PLUMBING ACCESSORIES |  |  |  | 636_C+SGST 18% I/P RD
2810 | CI NON RETURN VALVE 10" | 2719 | Material | 7017_NOS | 7017_NOS | 1 |  | 15122_PLUMBING ACCESSORIES |  |  |  | 636_C+SGST 18% I/P RD
2811 | CI NON RETURN VALVE 12" | 2719 | Material | 7017_NOS | 7017_NOS | 1 |  | 15122_PLUMBING ACCESSORIES |  |  |  | 636_C+SGST 18% I/P RD
2812 | PVC FOOT VALVE 1/2″ | 2719 | Material | 7017_NOS | 7017_NOS | 1 |  | 15122_PLUMBING ACCESSORIES |  |  |  | 636_C+SGST 18% I/P RD
2813 | PVC FOOT VALVE 3/4″ | 2719 | Material | 7017_NOS | 7017_NOS | 1 |  | 15122_PLUMBING ACCESSORIES |  |  |  | 636_C+SGST 18% I/P RD
2814 | PVC FOOT VALVE 1″ | 2719 | Material | 7017_NOS | 7017_NOS | 1 |  | 15122_PLUMBING ACCESSORIES |  |  |  | 636_C+SGST 18% I/P RD
2815 | PVC FOOT VALVE 1-1/4″ | 2719 | Material | 7017_NOS | 7017_NOS | 1 |  | 15122_PLUMBING ACCESSORIES |  |  |  | 636_C+SGST 18% I/P RD
2816 | PVC FOOT VALVE 1-1/2″ | 2719 | Material | 7017_NOS | 7017_NOS | 1 |  | 15122_PLUMBING ACCESSORIES |  |  |  | 636_C+SGST 18% I/P RD
2817 | PVC FOOT VALVE 2″ | 2719 | Material | 7017_NOS | 7017_NOS | 1 |  | 15122_PLUMBING ACCESSORIES |  |  |  | 636_C+SGST 18% I/P RD
2818 | PVC FOOT VALVE 2-1/2″ | 2719 | Material | 7017_NOS | 7017_NOS | 1 |  | 15122_PLUMBING ACCESSORIES |  |  |  | 636_C+SGST 18% I/P RD
2819 | PVC FOOT VALVE 3″ | 2719 | Material | 7017_NOS | 7017_NOS | 1 |  | 15122_PLUMBING ACCESSORIES |  |  |  | 636_C+SGST 18% I/P RD
2820 | PVC FOOT VALVE 4″ | 2719 | Material | 7017_NOS | 7017_NOS | 1 |  | 15122_PLUMBING ACCESSORIES |  |  |  | 636_C+SGST 18% I/P RD
2821 | PVC FOOT VALVE 6" | 2719 | Material | 7017_NOS | 7017_NOS | 1 |  | 15122_PLUMBING ACCESSORIES |  |  |  | 636_C+SGST 18% I/P RD
2822 | CI FOOT VALVE 1/2″ | 2719 | Material | 7017_NOS | 7017_NOS | 1 |  | 15122_PLUMBING ACCESSORIES |  |  |  | 636_C+SGST 18% I/P RD
2823 | CI FOOT VALVE 3/4″ | 2719 | Material | 7017_NOS | 7017_NOS | 1 |  | 15122_PLUMBING ACCESSORIES |  |  |  | 636_C+SGST 18% I/P RD
2824 | CI FOOT VALVE 1″ | 2719 | Material | 7017_NOS | 7017_NOS | 1 |  | 15122_PLUMBING ACCESSORIES |  |  |  | 636_C+SGST 18% I/P RD
2825 | CI FOOT VALVE 1-1/4″ | 2719 | Material | 7017_NOS | 7017_NOS | 1 |  | 15122_PLUMBING ACCESSORIES |  |  |  | 636_C+SGST 18% I/P RD
2826 | CI FOOT VALVE 1-1/2″ | 2719 | Material | 7017_NOS | 7017_NOS | 1 |  | 15122_PLUMBING ACCESSORIES |  |  |  | 636_C+SGST 18% I/P RD
2827 | CI FOOT VALVE 2″ | 2719 | Material | 7017_NOS | 7017_NOS | 1 |  | 15122_PLUMBING ACCESSORIES |  |  |  | 636_C+SGST 18% I/P RD
2828 | CI FOOT VALVE 2-1/2″ | 2719 | Material | 7017_NOS | 7017_NOS | 1 |  | 15122_PLUMBING ACCESSORIES |  |  |  | 636_C+SGST 18% I/P RD
2829 | CI FOOT VALVE 3″ | 2719 | Material | 7017_NOS | 7017_NOS | 1 |  | 15122_PLUMBING ACCESSORIES |  |  |  | 636_C+SGST 18% I/P RD
2830 | CI FOOT VALVE 4″ | 2719 | Material | 7017_NOS | 7017_NOS | 1 |  | 15122_PLUMBING ACCESSORIES |  |  |  | 636_C+SGST 18% I/P RD
2831 | CI FOOT VALVE 6" | 2719 | Material | 7017_NOS | 7017_NOS | 1 |  | 15122_PLUMBING ACCESSORIES |  |  |  | 636_C+SGST 18% I/P RD
2832 | BRASS FOOT VALVE 1/2″ | 2719 | Material | 7017_NOS | 7017_NOS | 1 |  | 15122_PLUMBING ACCESSORIES |  |  |  | 636_C+SGST 18% I/P RD
2833 | BRASS FOOT VALVE 3/4″ | 2719 | Material | 7017_NOS | 7017_NOS | 1 |  | 15122_PLUMBING ACCESSORIES |  |  |  | 636_C+SGST 18% I/P RD
2834 | BRASS FOOT VALVE 1″ | 2719 | Material | 7017_NOS | 7017_NOS | 1 |  | 15122_PLUMBING ACCESSORIES |  |  |  | 636_C+SGST 18% I/P RD
2835 | BRASS FOOT VALVE 1-1/4″ | 2719 | Material | 7017_NOS | 7017_NOS | 1 |  | 15122_PLUMBING ACCESSORIES |  |  |  | 636_C+SGST 18% I/P RD
2836 | BRASS FOOT VALVE 1-1/2″ | 2719 | Material | 7017_NOS | 7017_NOS | 1 |  | 15122_PLUMBING ACCESSORIES |  |  |  | 636_C+SGST 18% I/P RD
2837 | BRASS FOOT VALVE 2″ | 2719 | Material | 7017_NOS | 7017_NOS | 1 |  | 15122_PLUMBING ACCESSORIES |  |  |  | 636_C+SGST 18% I/P RD
2838 | BRASS FOOT VALVE 2-1/2″ | 2719 | Material | 7017_NOS | 7017_NOS | 1 |  | 15122_PLUMBING ACCESSORIES |  |  |  | 636_C+SGST 18% I/P RD
2839 | BRASS FOOT VALVE 3″ | 2719 | Material | 7017_NOS | 7017_NOS | 1 |  | 15122_PLUMBING ACCESSORIES |  |  |  | 636_C+SGST 18% I/P RD
2840 | BRASS FOOT VALVE 4″ | 2719 | Material | 7017_NOS | 7017_NOS | 1 |  | 15122_PLUMBING ACCESSORIES |  |  |  | 636_C+SGST 18% I/P RD
2841 | BRASS FOOT VALVE 6" | 2719 | Material | 7017_NOS | 7017_NOS | 1 |  | 15122_PLUMBING ACCESSORIES |  |  |  | 636_C+SGST 18% I/P RD
2842 | CI SLUICE VALVE 2″ | 2719 | Material | 7017_NOS | 7017_NOS | 1 |  | 15122_PLUMBING ACCESSORIES |  |  |  | 636_C+SGST 18% I/P RD
2843 | CI SLUICE VALVE 2-1/2″ | 2719 | Material | 7017_NOS | 7017_NOS | 1 |  | 15122_PLUMBING ACCESSORIES |  |  |  | 636_C+SGST 18% I/P RD
2844 | CI SLUICE VALVE 3″ | 2719 | Material | 7017_NOS | 7017_NOS | 1 |  | 15122_PLUMBING ACCESSORIES |  |  |  | 636_C+SGST 18% I/P RD
2845 | CI SLUICE VALVE 4″ | 2719 | Material | 7017_NOS | 7017_NOS | 1 |  | 15122_PLUMBING ACCESSORIES |  |  |  | 636_C+SGST 18% I/P RD
2846 | CI SLUICE VALVE 6" | 2719 | Material | 7017_NOS | 7017_NOS | 1 |  | 15122_PLUMBING ACCESSORIES |  |  |  | 636_C+SGST 18% I/P RD
2847 | CI SLUICE VALVE 8" | 2719 | Material | 7017_NOS | 7017_NOS | 1 |  | 15122_PLUMBING ACCESSORIES |  |  |  | 636_C+SGST 18% I/P RD
2848 | CI SLUICE VALVE 10" | 2719 | Material | 7017_NOS | 7017_NOS | 1 |  | 15122_PLUMBING ACCESSORIES |  |  |  | 636_C+SGST 18% I/P RD
2849 | CI SLUICE VALVE 12" | 2719 | Material | 7017_NOS | 7017_NOS | 1 |  | 15122_PLUMBING ACCESSORIES |  |  |  | 636_C+SGST 18% I/P RD
2850 | CI STRAINER Y TYPE 2″ | 2719 | Material | 7017_NOS | 7017_NOS | 1 |  | 15122_PLUMBING ACCESSORIES |  |  |  | 636_C+SGST 18% I/P RD
2851 | CI STRAINER Y TYPE 2-1/2″ | 2719 | Material | 7017_NOS | 7017_NOS | 1 |  | 15122_PLUMBING ACCESSORIES |  |  |  | 636_C+SGST 18% I/P RD
2852 | CI STRAINER Y TYPE 3″ | 2719 | Material | 7017_NOS | 7017_NOS | 1 |  | 15122_PLUMBING ACCESSORIES |  |  |  | 636_C+SGST 18% I/P RD
2853 | CI STRAINER Y TYPE 4″ | 2719 | Material | 7017_NOS | 7017_NOS | 1 |  | 15122_PLUMBING ACCESSORIES |  |  |  | 636_C+SGST 18% I/P RD
2854 | CI STRAINER Y TYPE 6" | 2719 | Material | 7017_NOS | 7017_NOS | 1 |  | 15122_PLUMBING ACCESSORIES |  |  |  | 636_C+SGST 18% I/P RD
2855 | CI STRAINER Y TYPE 8" | 2719 | Material | 7017_NOS | 7017_NOS | 1 |  | 15122_PLUMBING ACCESSORIES |  |  |  | 636_C+SGST 18% I/P RD
2856 | CI STRAINER Y TYPE 10" | 2719 | Material | 7017_NOS | 7017_NOS | 1 |  | 15122_PLUMBING ACCESSORIES |  |  |  | 636_C+SGST 18% I/P RD
2857 | CI STRAINER Y TYPE 12" | 2719 | Material | 7017_NOS | 7017_NOS | 1 |  | 15122_PLUMBING ACCESSORIES |  |  |  | 636_C+SGST 18% I/P RD
2858 | HARDWARE | 0 | Group
2859 | MS SCREW CSK SLOTTED SELF DRILLING FT 3 X 13 MM | 2858 | Material | 7017_NOS | 7017_NOS | 1 |  | 15142_HARDWARE
2860 | MS SCREW CSK SLOTTED SELF DRILLING FT 3 X 16 MM | 2858 | Material | 7017_NOS | 7017_NOS | 1 |  | 15142_HARDWARE
2861 | MS SCREW CSK SLOTTED SELF DRILLING FT 3 X 19 MM | 2858 | Material | 7017_NOS | 7017_NOS | 1 |  | 15142_HARDWARE
2862 | MS SCREW CSK SLOTTED SELF DRILLING FT 3 X 25 MM | 2858 | Material | 7017_NOS | 7017_NOS | 1 |  | 15142_HARDWARE
2863 | MS SCREW CSK SLOTTED SELF DRILLING FT 4 X 13 MM | 2858 | Material | 7017_NOS | 7017_NOS | 1 |  | 15142_HARDWARE
2864 | MS SCREW CSK SLOTTED SELF DRILLING FT 4 X 16 MM | 2858 | Material | 7017_NOS | 7017_NOS | 1 |  | 15142_HARDWARE
2865 | MS SCREW CSK SLOTTED SELF DRILLING FT 4 X 19 MM | 2858 | Material | 7017_NOS | 7017_NOS | 1 |  | 15142_HARDWARE
2866 | MS SCREW CSK SLOTTED SELF DRILLING FT 4 X 25 MM | 2858 | Material | 7017_NOS | 7017_NOS | 1 |  | 15142_HARDWARE
2867 | MS SCREW CSK SLOTTED SELF DRILLING FT 4 X 32 MM | 2858 | Material | 7017_NOS | 7017_NOS | 1 |  | 15142_HARDWARE
2868 | MS SCREW CSK SLOTTED SELF DRILLING FT 4 X 38 MM | 2858 | Material | 7017_NOS | 7017_NOS | 1 |  | 15142_HARDWARE
2869 | MS SCREW CSK SLOTTED SELF DRILLING FT 5 X 13 MM | 2858 | Material | 7017_NOS | 7017_NOS | 1 |  | 15142_HARDWARE
2870 | MS SCREW CSK SLOTTED SELF DRILLING FT 5 X 16 MM | 2858 | Material | 7017_NOS | 7017_NOS | 1 |  | 15142_HARDWARE
2871 | MS SCREW CSK SLOTTED SELF DRILLING FT 5 X 19 MM | 2858 | Material | 7017_NOS | 7017_NOS | 1 |  | 15142_HARDWARE
2872 | MS SCREW CSK SLOTTED SELF DRILLING FT 5 X 25 MM | 2858 | Material | 7017_NOS | 7017_NOS | 1 |  | 15142_HARDWARE
2873 | MS SCREW CSK SLOTTED SELF DRILLING FT 6 X 13 MM | 2858 | Material | 7017_NOS | 7017_NOS | 1 |  | 15142_HARDWARE
2874 | MS SCREW CSK SLOTTED SELF DRILLING FT 6 X 16 MM | 2858 | Material | 7017_NOS | 7017_NOS | 1 |  | 15142_HARDWARE
2875 | MS SCREW CSK SLOTTED SELF DRILLING FT 6 X 19 MM | 2858 | Material | 7017_NOS | 7017_NOS | 1 |  | 15142_HARDWARE
2876 | MS SCREW CSK SLOTTED SELF DRILLING FT 6 X 25 MM | 2858 | Material | 7017_NOS | 7017_NOS | 1 |  | 15142_HARDWARE
2877 | MS SCREW CSK SLOTTED SELF DRILLING FT 6 X 32 MM | 2858 | Material | 7017_NOS | 7017_NOS | 1 |  | 15142_HARDWARE
2878 | MS SCREW CSK SLOTTED SELF DRILLING FT 6 X 38 MM | 2858 | Material | 7017_NOS | 7017_NOS | 1 |  | 15142_HARDWARE
2879 | MS SCREW CSK SLOTTED SELF DRILLING FT 6 X 50 MM | 2858 | Material | 7017_NOS | 7017_NOS | 1 |  | 15142_HARDWARE
2880 | MS SCREW CSK SLOTTED SELF DRILLING FT 6 X 60 MM | 2858 | Material | 7017_NOS | 7017_NOS | 1 |  | 15142_HARDWARE
2881 | MS SCREW CSK SLOTTED SELF DRILLING FT 6 X 75 MM | 2858 | Material | 7017_NOS | 7017_NOS | 1 |  | 15142_HARDWARE
2882 | MS SCREW CSK SLOTTED SELF DRILLING FT 8 X 16 MM | 2858 | Material | 7017_NOS | 7017_NOS | 1 |  | 15142_HARDWARE
2883 | MS SCREW CSK SLOTTED SELF DRILLING FT 8 X 19 MM | 2858 | Material | 7017_NOS | 7017_NOS | 1 |  | 15142_HARDWARE
2884 | MS SCREW CSK SLOTTED SELF DRILLING FT 8 X 25 MM | 2858 | Material | 7017_NOS | 7017_NOS | 1 |  | 15142_HARDWARE
2885 | MS SCREW CSK SLOTTED SELF DRILLING FT 8 X 32 MM | 2858 | Material | 7017_NOS | 7017_NOS | 1 |  | 15142_HARDWARE
2886 | MS SCREW CSK SLOTTED SELF DRILLING FT 8 X 35 MM | 2858 | Material | 7017_NOS | 7017_NOS | 1 |  | 15142_HARDWARE
2887 | MS SCREW CSK SLOTTED SELF DRILLING FT 8 X 38 MM | 2858 | Material | 7017_NOS | 7017_NOS | 1 |  | 15142_HARDWARE
2888 | MS SCREW CSK SLOTTED SELF DRILLING FT 8 X 45 MM | 2858 | Material | 7017_NOS | 7017_NOS | 1 |  | 15142_HARDWARE
2889 | MS SCREW CSK SLOTTED SELF DRILLING FT 8 X 50 MM | 2858 | Material | 7017_NOS | 7017_NOS | 1 |  | 15142_HARDWARE
2890 | MS SCREW CSK SLOTTED SELF DRILLING FT 8 X 60 MM | 2858 | Material | 7017_NOS | 7017_NOS | 1 |  | 15142_HARDWARE
2891 | MS SCREW CSK SLOTTED SELF DRILLING FT 8 X 75 MM | 2858 | Material | 7017_NOS | 7017_NOS | 1 |  | 15142_HARDWARE
2892 | MS SCREW CSK SLOTTED SELF DRILLING FT 8 X 100 MM | 2858 | Material | 7017_NOS | 7017_NOS | 1 |  | 15142_HARDWARE
2893 | MS SCREW CSK SLOTTED SELF DRILLING FT 10 X 19 MM | 2858 | Material | 7017_NOS | 7017_NOS | 1 |  | 15142_HARDWARE
2894 | MS SCREW CSK SLOTTED SELF DRILLING FT 10 X 25 MM | 2858 | Material | 7017_NOS | 7017_NOS | 1 |  | 15142_HARDWARE
2895 | MS SCREW CSK SLOTTED SELF DRILLING FT 10 X 32 MM | 2858 | Material | 7017_NOS | 7017_NOS | 1 |  | 15142_HARDWARE
2896 | MS SCREW CSK SLOTTED SELF DRILLING FT 10 X 35 MM | 2858 | Material | 7017_NOS | 7017_NOS | 1 |  | 15142_HARDWARE
2897 | MS SCREW CSK SLOTTED SELF DRILLING FT 10 X 38 MM | 2858 | Material | 7017_NOS | 7017_NOS | 1 |  | 15142_HARDWARE
2898 | MS SCREW CSK SLOTTED SELF DRILLING FT 10 X 45 MM | 2858 | Material | 7017_NOS | 7017_NOS | 1 |  | 15142_HARDWARE
2899 | MS SCREW CSK SLOTTED SELF DRILLING FT 10 X 50 MM | 2858 | Material | 7017_NOS | 7017_NOS | 1 |  | 15142_HARDWARE
2900 | MS SCREW CSK SLOTTED SELF DRILLING FT 10 X 60 MM | 2858 | Material | 7017_NOS | 7017_NOS | 1 |  | 15142_HARDWARE
2901 | MS SCREW CSK SLOTTED SELF DRILLING FT 10 X 75 MM | 2858 | Material | 7017_NOS | 7017_NOS | 1 |  | 15142_HARDWARE
2902 | MS SCREW CSK SLOTTED SELF DRILLING FT 10×100 MM | 2858 | Material | 7017_NOS | 7017_NOS | 1 |  | 15142_HARDWARE
2903 | MS SCREW CSK SLOTTED SELF DRILLING FT 12 X 19 MM | 2858 | Material | 7017_NOS | 7017_NOS | 1 |  | 15142_HARDWARE
2904 | MS SCREW CSK SLOTTED SELF DRILLING FT 12 X 25 MM | 2858 | Material | 7017_NOS | 7017_NOS | 1 |  | 15142_HARDWARE
2905 | MS SCREW CSK SLOTTED SELF DRILLING FT 12 X 32 MM | 2858 | Material | 7017_NOS | 7017_NOS | 1 |  | 15142_HARDWARE
2906 | MS SCREW CSK SLOTTED SELF DRILLING FT 12 X 38 MM | 2858 | Material | 7017_NOS | 7017_NOS | 1 |  | 15142_HARDWARE
2907 | MS SCREW CSK SLOTTED SELF DRILLING FT 12 X 50 MM | 2858 | Material | 7017_NOS | 7017_NOS | 1 |  | 15142_HARDWARE
2908 | MS SCREW CSK SLOTTED SELF DRILLING FT 12 X 60 MM | 2858 | Material | 7017_NOS | 7017_NOS | 1 |  | 15142_HARDWARE
2909 | MS SCREW CSK SLOTTED SELF DRILLING FT 12 X 75 MM | 2858 | Material | 7017_NOS | 7017_NOS | 1 |  | 15142_HARDWARE
2910 | MS SCREW CSK SLOTTED SELF DRILLING FT 12 X 100 MM | 2858 | Material | 7017_NOS | 7017_NOS | 1 |  | 15142_HARDWARE
2911 | MS SCREW CSK SLOTTED SELF DRILLING FT 12 X 125 MM | 2858 | Material | 7017_NOS | 7017_NOS | 1 |  | 15142_HARDWARE
2912 | MS SCREW CSK SLOTTED SELF DRILLING FT 12 X 150 MM | 2858 | Material | 7017_NOS | 7017_NOS | 1 |  | 15142_HARDWARE
2913 | MS SCREW CSK SLOTTED SELF DRILLING FT 14 X 100 MM | 2858 | Material | 7017_NOS | 7017_NOS | 1 |  | 15142_HARDWARE
2914 | MS SCREW CSK SLOTTED SELF DRILLING FT 14 X 125 MM | 2858 | Material | 7017_NOS | 7017_NOS | 1 |  | 15142_HARDWARE
2915 | MS SCREW CSK SLOTTED SELF DRILLING FT 14 X 150 MM | 2858 | Material | 7017_NOS | 7017_NOS | 1 |  | 15142_HARDWARE
2916 | MS SCREW CSK PHILLIPS SELF DRILLING FT 3 X 13 MM | 2858 | Material | 7017_NOS | 7017_NOS | 1 |  | 15142_HARDWARE
2917 | MS SCREW CSK PHILLIPS SELF DRILLING FT 3 X 16 MM | 2858 | Material | 7017_NOS | 7017_NOS | 1 |  | 15142_HARDWARE
2918 | MS SCREW CSK PHILLIPS SELF DRILLING FT 3 X 19 MM | 2858 | Material | 7017_NOS | 7017_NOS | 1 |  | 15142_HARDWARE
2919 | MS SCREW CSK PHILLIPS SELF DRILLING FT 3 X 25 MM | 2858 | Material | 7017_NOS | 7017_NOS | 1 |  | 15142_HARDWARE
2920 | MS SCREW CSK PHILLIPS SELF DRILLING FT 4 X 13 MM | 2858 | Material | 7017_NOS | 7017_NOS | 1 |  | 15142_HARDWARE
2921 | MS SCREW CSK PHILLIPS SELF DRILLING FT 4 X 16 MM | 2858 | Material | 7017_NOS | 7017_NOS | 1 |  | 15142_HARDWARE
2922 | MS SCREW CSK PHILLIPS SELF DRILLING FT 4 X 19 MM | 2858 | Material | 7017_NOS | 7017_NOS | 1 |  | 15142_HARDWARE
2923 | MS SCREW CSK PHILLIPS SELF DRILLING FT 4 X 25 MM | 2858 | Material | 7017_NOS | 7017_NOS | 1 |  | 15142_HARDWARE
2924 | MS SCREW CSK PHILLIPS SELF DRILLING FT 4 X 32 MM | 2858 | Material | 7017_NOS | 7017_NOS | 1 |  | 15142_HARDWARE
2925 | MS SCREW CSK PHILLIPS SELF DRILLING FT 4 X 38 MM | 2858 | Material | 7017_NOS | 7017_NOS | 1 |  | 15142_HARDWARE
2926 | MS SCREW CSK PHILLIPS SELF DRILLING FT 5 X 13 MM | 2858 | Material | 7017_NOS | 7017_NOS | 1 |  | 15142_HARDWARE
2927 | MS SCREW CSK PHILLIPS SELF DRILLING FT 5 X 16 MM | 2858 | Material | 7017_NOS | 7017_NOS | 1 |  | 15142_HARDWARE
2928 | MS SCREW CSK PHILLIPS SELF DRILLING FT 5 X 19 MM | 2858 | Material | 7017_NOS | 7017_NOS | 1 |  | 15142_HARDWARE
2929 | MS SCREW CSK PHILLIPS SELF DRILLING FT 5 X 25 MM | 2858 | Material | 7017_NOS | 7017_NOS | 1 |  | 15142_HARDWARE
2930 | MS SCREW CSK PHILLIPS SELF DRILLING FT 6 X 13 MM | 2858 | Material | 7017_NOS | 7017_NOS | 1 |  | 15142_HARDWARE
2931 | MS SCREW CSK PHILLIPS SELF DRILLING FT 6 X 16 MM | 2858 | Material | 7017_NOS | 7017_NOS | 1 |  | 15142_HARDWARE
2932 | MS SCREW CSK PHILLIPS SELF DRILLING FT 6 X 19 MM | 2858 | Material | 7017_NOS | 7017_NOS | 1 |  | 15142_HARDWARE
2933 | MS SCREW CSK PHILLIPS SELF DRILLING FT 6 X 25 MM | 2858 | Material | 7017_NOS | 7017_NOS | 1 |  | 15142_HARDWARE
2934 | MS SCREW CSK PHILLIPS SELF DRILLING FT 6 X 32 MM | 2858 | Material | 7017_NOS | 7017_NOS | 1 |  | 15142_HARDWARE
2935 | MS SCREW CSK PHILLIPS SELF DRILLING FT 6 X 38 MM | 2858 | Material | 7017_NOS | 7017_NOS | 1 |  | 15142_HARDWARE
2936 | MS SCREW CSK PHILLIPS SELF DRILLING FT 6 X 50 MM | 2858 | Material | 7017_NOS | 7017_NOS | 1 |  | 15142_HARDWARE
2937 | MS SCREW CSK PHILLIPS SELF DRILLING FT 6 X 60 MM | 2858 | Material | 7017_NOS | 7017_NOS | 1 |  | 15142_HARDWARE
2938 | MS SCREW CSK PHILLIPS SELF DRILLING FT 6 X 75 MM | 2858 | Material | 7017_NOS | 7017_NOS | 1 |  | 15142_HARDWARE
2939 | MS SCREW CSK PHILLIPS SELF DRILLING FT 8 X 16 MM | 2858 | Material | 7017_NOS | 7017_NOS | 1 |  | 15142_HARDWARE
2940 | MS SCREW CSK PHILLIPS SELF DRILLING FT 8 X 19 MM | 2858 | Material | 7017_NOS | 7017_NOS | 1 |  | 15142_HARDWARE
2941 | MS SCREW CSK PHILLIPS SELF DRILLING FT 8 X 25 MM | 2858 | Material | 7017_NOS | 7017_NOS | 1 |  | 15142_HARDWARE
2942 | MS SCREW CSK PHILLIPS SELF DRILLING FT 8 X 32 MM | 2858 | Material | 7017_NOS | 7017_NOS | 1 |  | 15142_HARDWARE
2943 | MS SCREW CSK PHILLIPS SELF DRILLING FT 8 X 35 MM | 2858 | Material | 7017_NOS | 7017_NOS | 1 |  | 15142_HARDWARE
2944 | MS SCREW CSK PHILLIPS SELF DRILLING FT 8 X 38 MM | 2858 | Material | 7017_NOS | 7017_NOS | 1 |  | 15142_HARDWARE
2945 | MS SCREW CSK PHILLIPS SELF DRILLING FT 8 X 45 MM | 2858 | Material | 7017_NOS | 7017_NOS | 1 |  | 15142_HARDWARE
2946 | MS SCREW CSK PHILLIPS SELF DRILLING FT 8 X 50 MM | 2858 | Material | 7017_NOS | 7017_NOS | 1 |  | 15142_HARDWARE
2947 | MS SCREW CSK PHILLIPS SELF DRILLING FT 8 X 60 MM | 2858 | Material | 7017_NOS | 7017_NOS | 1 |  | 15142_HARDWARE
2948 | MS SCREW CSK PHILLIPS SELF DRILLING FT 8 X 75 MM | 2858 | Material | 7017_NOS | 7017_NOS | 1 |  | 15142_HARDWARE
2949 | MS SCREW CSK PHILLIPS SELF DRILLING FT 8 X 100 MM | 2858 | Material | 7017_NOS | 7017_NOS | 1 |  | 15142_HARDWARE
2950 | MS SCREW CSK PHILLIPS SELF DRILLING FT 10 X 19 MM | 2858 | Material | 7017_NOS | 7017_NOS | 1 |  | 15142_HARDWARE
2951 | MS SCREW CSK PHILLIPS SELF DRILLING FT 10 X 25 MM | 2858 | Material | 7017_NOS | 7017_NOS | 1 |  | 15142_HARDWARE
2952 | MS SCREW CSK PHILLIPS SELF DRILLING FT 10 X 32 MM | 2858 | Material | 7017_NOS | 7017_NOS | 1 |  | 15142_HARDWARE
2953 | MS SCREW CSK PHILLIPS SELF DRILLING FT 10 X 35 MM | 2858 | Material | 7017_NOS | 7017_NOS | 1 |  | 15142_HARDWARE
2954 | MS SCREW CSK PHILLIPS SELF DRILLING FT 10 X 38 MM | 2858 | Material | 7017_NOS | 7017_NOS | 1 |  | 15142_HARDWARE
2955 | MS SCREW CSK PHILLIPS SELF DRILLING FT 10 X 45 MM | 2858 | Material | 7017_NOS | 7017_NOS | 1 |  | 15142_HARDWARE
2956 | MS SCREW CSK PHILLIPS SELF DRILLING FT 10 X 50 MM | 2858 | Material | 7017_NOS | 7017_NOS | 1 |  | 15142_HARDWARE
2957 | MS SCREW CSK PHILLIPS SELF DRILLING FT 10 X 60 MM | 2858 | Material | 7017_NOS | 7017_NOS | 1 |  | 15142_HARDWARE
2958 | MS SCREW CSK PHILLIPS SELF DRILLING FT 10 X 75 MM | 2858 | Material | 7017_NOS | 7017_NOS | 1 |  | 15142_HARDWARE
2959 | MS SCREW CSK PHILLIPS SELF DRILLING FT 10×100 MM | 2858 | Material | 7017_NOS | 7017_NOS | 1 |  | 15142_HARDWARE
2960 | MS SCREW CSK PHILLIPS SELF DRILLING FT 12 X 19 MM | 2858 | Material | 7017_NOS | 7017_NOS | 1 |  | 15142_HARDWARE
2961 | MS SCREW CSK PHILLIPS SELF DRILLING FT 12 X 25 MM | 2858 | Material | 7017_NOS | 7017_NOS | 1 |  | 15142_HARDWARE
2962 | MS SCREW CSK PHILLIPS SELF DRILLING FT 12 X 32 MM | 2858 | Material | 7017_NOS | 7017_NOS | 1 |  | 15142_HARDWARE
2963 | MS SCREW CSK PHILLIPS SELF DRILLING FT 12 X 38 MM | 2858 | Material | 7017_NOS | 7017_NOS | 1 |  | 15142_HARDWARE
2964 | MS SCREW CSK PHILLIPS SELF DRILLING FT 12 X 50 MM | 2858 | Material | 7017_NOS | 7017_NOS | 1 |  | 15142_HARDWARE
2965 | MS SCREW CSK PHILLIPS SELF DRILLING FT 12 X 60 MM | 2858 | Material | 7017_NOS | 7017_NOS | 1 |  | 15142_HARDWARE
2966 | MS SCREW CSK PHILLIPS SELF DRILLING FT 12 X 75 MM | 2858 | Material | 7017_NOS | 7017_NOS | 1 |  | 15142_HARDWARE
2967 | MS SCREW CSK PHILLIPS SELF DRILLING FT 12 X 100 MM | 2858 | Material | 7017_NOS | 7017_NOS | 1 |  | 15142_HARDWARE
2968 | MS SCREW CSK PHILLIPS SELF DRILLING FT 12 X 125 MM | 2858 | Material | 7017_NOS | 7017_NOS | 1 |  | 15142_HARDWARE
2969 | MS SCREW CSK PHILLIPS SELF DRILLING FT 12 X 150 MM | 2858 | Material | 7017_NOS | 7017_NOS | 1 |  | 15142_HARDWARE
2970 | MS SCREW CSK PHILLIPS SELF DRILLING FT 14 X 100 MM | 2858 | Material | 7017_NOS | 7017_NOS | 1 |  | 15142_HARDWARE
2971 | MS SCREW CSK PHILLIPS SELF DRILLING FT 14 X 125 MM | 2858 | Material | 7017_NOS | 7017_NOS | 1 |  | 15142_HARDWARE
2972 | MS SCREW CSK PHILLIPS SELF DRILLING FT 14 X 150 MM | 2858 | Material | 7017_NOS | 7017_NOS | 1 |  | 15142_HARDWARE
2973 | MS SCREW CSK SLOTTED SELF DRILLING HT 4 X 12 MM | 2858 | Material | 7017_NOS | 7017_NOS | 1 |  | 15142_HARDWARE
2974 | MS SCREW CSK SLOTTED SELF DRILLING HT 4 X 15 MM | 2858 | Material | 7017_NOS | 7017_NOS | 1 |  | 15142_HARDWARE
2975 | MS SCREW CSK SLOTTED SELF DRILLING HT 4 X 20 MM | 2858 | Material | 7017_NOS | 7017_NOS | 1 |  | 15142_HARDWARE
2976 | MS SCREW CSK SLOTTED SELF DRILLING HT 4 X 25 MM | 2858 | Material | 7017_NOS | 7017_NOS | 1 |  | 15142_HARDWARE
2977 | MS SCREW CSK SLOTTED SELF DRILLING HT 5 X 12 MM | 2858 | Material | 7017_NOS | 7017_NOS | 1 |  | 15142_HARDWARE
2978 | MS SCREW CSK SLOTTED SELF DRILLING HT 5 X 15 MM | 2858 | Material | 7017_NOS | 7017_NOS | 1 |  | 15142_HARDWARE
2979 | MS SCREW CSK SLOTTED SELF DRILLING HT 6 X 15 MM | 2858 | Material | 7017_NOS | 7017_NOS | 1 |  | 15142_HARDWARE
2980 | MS SCREW CSK SLOTTED SELF DRILLING HT 5 X 20 MM | 2858 | Material | 7017_NOS | 7017_NOS | 1 |  | 15142_HARDWARE
2981 | MS SCREW CSK SLOTTED SELF DRILLING HT 5 X 25 MM | 2858 | Material | 7017_NOS | 7017_NOS | 1 |  | 15142_HARDWARE
2982 | MS SCREW CSK SLOTTED SELF DRILLING HT 6 X 20 MM | 2858 | Material | 7017_NOS | 7017_NOS | 1 |  | 15142_HARDWARE
2983 | MS SCREW CSK SLOTTED SELF DRILLING HT 6 X 25 MM | 2858 | Material | 7017_NOS | 7017_NOS | 1 |  | 15142_HARDWARE
2984 | MS SCREW CSK SLOTTED SELF DRILLING HT 6 X 30 MM | 2858 | Material | 7017_NOS | 7017_NOS | 1 |  | 15142_HARDWARE
2985 | MS SCREW CSK SLOTTED SELF DRILLING HT 8 X 20 MM | 2858 | Material | 7017_NOS | 7017_NOS | 1 |  | 15142_HARDWARE
2986 | MS SCREW CSK SLOTTED SELF DRILLING HT 8 X 25 MM | 2858 | Material | 7017_NOS | 7017_NOS | 1 |  | 15142_HARDWARE
2987 | MS SCREW CSK SLOTTED SELF DRILLING HT 8 X 30 MM | 2858 | Material | 7017_NOS | 7017_NOS | 1 |  | 15142_HARDWARE
2988 | MS SCREW CSK SLOTTED SELF DRILLING HT 8 X 35 MM | 2858 | Material | 7017_NOS | 7017_NOS | 1 |  | 15142_HARDWARE
2989 | MS SCREW CSK SLOTTED SELF DRILLING HT 8 X 40 MM | 2858 | Material | 7017_NOS | 7017_NOS | 1 |  | 15142_HARDWARE
2990 | MS SCREW CSK SLOTTED SELF DRILLING HT 8 X 45 MM | 2858 | Material | 7017_NOS | 7017_NOS | 1 |  | 15142_HARDWARE
2991 | MS SCREW CSK SLOTTED SELF DRILLING HT 8 X 50 MM | 2858 | Material | 7017_NOS | 7017_NOS | 1 |  | 15142_HARDWARE
2992 | MS SCREW CSK SLOTTED SELF DRILLING HT 8 X 60 MM | 2858 | Material | 7017_NOS | 7017_NOS | 1 |  | 15142_HARDWARE
2993 | MS SCREW CSK SLOTTED SELF DRILLING HT 8 X 75 MM | 2858 | Material | 7017_NOS | 7017_NOS | 1 |  | 15142_HARDWARE
2994 | MS SCREW CSK SLOTTED SELF DRILLING HT 10 X 25 MM | 2858 | Material | 7017_NOS | 7017_NOS | 1 |  | 15142_HARDWARE
2995 | MS SCREW CSK SLOTTED SELF DRILLING HT 10 X 30 MM | 2858 | Material | 7017_NOS | 7017_NOS | 1 |  | 15142_HARDWARE
2996 | MS SCREW CSK SLOTTED SELF DRILLING HT 10 X 35 MM | 2858 | Material | 7017_NOS | 7017_NOS | 1 |  | 15142_HARDWARE
2997 | MS SCREW CSK SLOTTED SELF DRILLING HT 10 X 45 MM | 2858 | Material | 7017_NOS | 7017_NOS | 1 |  | 15142_HARDWARE
2998 | MS SCREW CSK SLOTTED SELF DRILLING HT 10 X 50 MM | 2858 | Material | 7017_NOS | 7017_NOS | 1 |  | 15142_HARDWARE
2999 | MS SCREW CSK SLOTTED SELF DRILLING HT 10 X 60 MM | 2858 | Material | 7017_NOS | 7017_NOS | 1 |  | 15142_HARDWARE
3000 | MS SCREW CSK SLOTTED SELF DRILLING HT 10 X 75 MM | 2858 | Material | 7017_NOS | 7017_NOS | 1 |  | 15142_HARDWARE
3001 | MS SCREW CSK SLOTTED SELF DRILLING HT 10 X 100 MM | 2858 | Material | 7017_NOS | 7017_NOS | 1 |  | 15142_HARDWARE
3002 | MS SCREW CSK SLOTTED SELF DRILLING HT 12 X 25 MM | 2858 | Material | 7017_NOS | 7017_NOS | 1 |  | 15142_HARDWARE
3003 | MS SCREW CSK SLOTTED SELF DRILLING HT 12 X 30 MM | 2858 | Material | 7017_NOS | 7017_NOS | 1 |  | 15142_HARDWARE
3004 | MS SCREW CSK SLOTTED SELF DRILLING HT 12 X 35 MM | 2858 | Material | 7017_NOS | 7017_NOS | 1 |  | 15142_HARDWARE
3005 | MS SCREW CSK SLOTTED SELF DRILLING HT 12 X 50 MM | 2858 | Material | 7017_NOS | 7017_NOS | 1 |  | 15142_HARDWARE
3006 | MS SCREW CSK SLOTTED SELF DRILLING HT 12 X 60 MM | 2858 | Material | 7017_NOS | 7017_NOS | 1 |  | 15142_HARDWARE
3007 | MS SCREW CSK SLOTTED SELF DRILLING HT 12 X 75 MM | 2858 | Material | 7017_NOS | 7017_NOS | 1 |  | 15142_HARDWARE
3008 | MS SCREW CSK SLOTTED SELF DRILLING HT 12 X 100 MM | 2858 | Material | 7017_NOS | 7017_NOS | 1 |  | 15142_HARDWARE
3009 | MS SCREW CSK SLOTTED SELF DRILLING HT 12 X 125 MM | 2858 | Material | 7017_NOS | 7017_NOS | 1 |  | 15142_HARDWARE
3010 | MS SCREW CSK SLOTTED SELF DRILLING HT 12 X 150 MM | 2858 | Material | 7017_NOS | 7017_NOS | 1 |  | 15142_HARDWARE
3011 | MS SCREW CSK SLOTTED SELF DRILLING HT 14 X 100 MM | 2858 | Material | 7017_NOS | 7017_NOS | 1 |  | 15142_HARDWARE
3012 | MS SCREW CSK SLOTTED SELF DRILLING HT 14 X 125 MM | 2858 | Material | 7017_NOS | 7017_NOS | 1 |  | 15142_HARDWARE
3013 | MS SCREW CSK SLOTTED SELF DRILLING HT 14 X 150 MM | 2858 | Material | 7017_NOS | 7017_NOS | 1 |  | 15142_HARDWARE
3014 | MS SCREW CSK PHILLIPS SELF DRILLING HT 4 X 12 MM | 2858 | Material | 7017_NOS | 7017_NOS | 1 |  | 15142_HARDWARE
3015 | MS SCREW CSK PHILLIPS SELF DRILLING HT 4 X 15 MM | 2858 | Material | 7017_NOS | 7017_NOS | 1 |  | 15142_HARDWARE
3016 | MS SCREW CSK PHILLIPS SELF DRILLING HT 4 X 20 MM | 2858 | Material | 7017_NOS | 7017_NOS | 1 |  | 15142_HARDWARE
3017 | MS SCREW CSK PHILLIPS SELF DRILLING HT 4 X 25 MM | 2858 | Material | 7017_NOS | 7017_NOS | 1 |  | 15142_HARDWARE
3018 | MS SCREW CSK PHILLIPS SELF DRILLING HT 5 X 15 MM | 2858 | Material | 7017_NOS | 7017_NOS | 1 |  | 15142_HARDWARE
3019 | MS SCREW CSK PHILLIPS SELF DRILLING HT 5 X 20 MM | 2858 | Material | 7017_NOS | 7017_NOS | 1 |  | 15142_HARDWARE
3020 | MS SCREW CSK PHILLIPS SELF DRILLING HT 5 X 25 MM | 2858 | Material | 7017_NOS | 7017_NOS | 1 |  | 15142_HARDWARE
3021 | MS SCREW CSK PHILLIPS SELF DRILLING HT 6 X 20 MM | 2858 | Material | 7017_NOS | 7017_NOS | 1 |  | 15142_HARDWARE
3022 | MS SCREW CSK PHILLIPS SELF DRILLING HT 6 X 25 MM | 2858 | Material | 7017_NOS | 7017_NOS | 1 |  | 15142_HARDWARE
3023 | MS SCREW CSK PHILLIPS SELF DRILLING HT 8 X 20 MM | 2858 | Material | 7017_NOS | 7017_NOS | 1 |  | 15142_HARDWARE
3024 | MS SCREW CSK PHILLIPS SELF DRILLING HT 8 X 25 MM | 2858 | Material | 7017_NOS | 7017_NOS | 1 |  | 15142_HARDWARE
3025 | MS SCREW CSK PHILLIPS SELF DRILLING HT 8 X 30 MM | 2858 | Material | 7017_NOS | 7017_NOS | 1 |  | 15142_HARDWARE
3026 | MS SCREW CSK PHILLIPS SELF DRILLING HT 8 X 35 MM | 2858 | Material | 7017_NOS | 7017_NOS | 1 |  | 15142_HARDWARE
3027 | MS SCREW CSK PHILLIPS SELF DRILLING HT 8 X 40 MM | 2858 | Material | 7017_NOS | 7017_NOS | 1 |  | 15142_HARDWARE
3028 | MS SCREW CSK PHILLIPS SELF DRILLING HT 8 X 45 MM | 2858 | Material | 7017_NOS | 7017_NOS | 1 |  | 15142_HARDWARE
3029 | MS SCREW CSK PHILLIPS SELF DRILLING HT 8 X 50 MM | 2858 | Material | 7017_NOS | 7017_NOS | 1 |  | 15142_HARDWARE
3030 | MS SCREW CSK PHILLIPS SELF DRILLING HT 8 X 60 MM | 2858 | Material | 7017_NOS | 7017_NOS | 1 |  | 15142_HARDWARE
3031 | MS SCREW CSK PHILLIPS SELF DRILLING HT 8 X 75 MM | 2858 | Material | 7017_NOS | 7017_NOS | 1 |  | 15142_HARDWARE
3032 | MS SCREW CSK PHILLIPS SELF DRILLING HT 10 X 25 MM | 2858 | Material | 7017_NOS | 7017_NOS | 1 |  | 15142_HARDWARE
3033 | MS SCREW CSK PHILLIPS SELF DRILLING HT 10 X 30 MM | 2858 | Material | 7017_NOS | 7017_NOS | 1 |  | 15142_HARDWARE
3034 | MS SCREW CSK PHILLIPS SELF DRILLING HT 10 X 35 MM | 2858 | Material | 7017_NOS | 7017_NOS | 1 |  | 15142_HARDWARE
3035 | MS SCREW CSK PHILLIPS SELF DRILLING HT 10 X 45 MM | 2858 | Material | 7017_NOS | 7017_NOS | 1 |  | 15142_HARDWARE
3036 | MS SCREW CSK PHILLIPS SELF DRILLING HT 10 X 50 MM | 2858 | Material | 7017_NOS | 7017_NOS | 1 |  | 15142_HARDWARE
3037 | MS SCREW CSK PHILLIPS SELF DRILLING HT 10 X 60 MM | 2858 | Material | 7017_NOS | 7017_NOS | 1 |  | 15142_HARDWARE
3038 | MS SCREW CSK PHILLIPS SELF DRILLING HT 10 X 75 MM | 2858 | Material | 7017_NOS | 7017_NOS | 1 |  | 15142_HARDWARE
3039 | MS SCREW CSK PHILLIPS SELF DRILLING HT 10 X 100 MM | 2858 | Material | 7017_NOS | 7017_NOS | 1 |  | 15142_HARDWARE
3040 | MS SCREW CSK PHILLIPS SELF DRILLING HT 12 X 25 MM | 2858 | Material | 7017_NOS | 7017_NOS | 1 |  | 15142_HARDWARE
3041 | MS SCREW CSK PHILLIPS SELF DRILLING HT 12 X 30 MM | 2858 | Material | 7017_NOS | 7017_NOS | 1 |  | 15142_HARDWARE
3042 | MS SCREW CSK PHILLIPS SELF DRILLING HT 12 X 35 MM | 2858 | Material | 7017_NOS | 7017_NOS | 1 |  | 15142_HARDWARE
3043 | MS SCREW CSK PHILLIPS SELF DRILLING HT 12 X 50 MM | 2858 | Material | 7017_NOS | 7017_NOS | 1 |  | 15142_HARDWARE
3044 | MS SCREW CSK PHILLIPS SELF DRILLING HT 12 X 60 MM | 2858 | Material | 7017_NOS | 7017_NOS | 1 |  | 15142_HARDWARE
3045 | MS SCREW CSK PHILLIPS SELF DRILLING HT 12 X 75 MM | 2858 | Material | 7017_NOS | 7017_NOS | 1 |  | 15142_HARDWARE
3046 | MS SCREW CSK PHILLIPS SELF DRILLING HT 12 X 100 MM | 2858 | Material | 7017_NOS | 7017_NOS | 1 |  | 15142_HARDWARE
3047 | MS SCREW CSK PHILLIPS SELF DRILLING HT 12 X 125 MM | 2858 | Material | 7017_NOS | 7017_NOS | 1 |  | 15142_HARDWARE
3048 | MS SCREW CSK PHILLIPS SELF DRILLING HT 12 X 150 MM | 2858 | Material | 7017_NOS | 7017_NOS | 1 |  | 15142_HARDWARE
3049 | MS SCREW CSK PHILLIPS SELF DRILLING HT 14 X 100 MM | 2858 | Material | 7017_NOS | 7017_NOS | 1 |  | 15142_HARDWARE
3050 | MS SCREW CSK PHILLIPS SELF DRILLING HT 14 X 125 MM | 2858 | Material | 7017_NOS | 7017_NOS | 1 |  | 15142_HARDWARE
3051 | MS SCREW CSK PHILLIPS SELF DRILLING HT 14 X 150 MM | 2858 | Material | 7017_NOS | 7017_NOS | 1 |  | 15142_HARDWARE
3052 | SCREW DRYWALL SELF DRILLING BLACK 6 X 13 MM | 2858 | Material | 7017_NOS | 7017_NOS | 1 |  | 15142_HARDWARE
3053 | SCREW DRYWALL SELF DRILLING BLACK 6 X 19 MM | 2858 | Material | 7017_NOS | 7017_NOS | 1 |  | 15142_HARDWARE
3054 | SCREW DRYWALL SELF DRILLING BLACK 6 X 25 MM | 2858 | Material | 7017_NOS | 7017_NOS | 1 |  | 15142_HARDWARE
3055 | SCREW DRYWALL SELF DRILLING BLACK 6 X 32 MM | 2858 | Material | 7017_NOS | 7017_NOS | 1 |  | 15142_HARDWARE
3056 | SCREW DRYWALL SELF DRILLING BLACK 6 X 35 MM | 2858 | Material | 7017_NOS | 7017_NOS | 1 |  | 15142_HARDWARE
3057 | SCREW DRYWALL SELF DRILLING BLACK 6 X 38 MM | 2858 | Material | 7017_NOS | 7017_NOS | 1 |  | 15142_HARDWARE
3058 | SCREW DRYWALL SELF DRILLING BLACK 6 X 50 MM | 2858 | Material | 7017_NOS | 7017_NOS | 1 |  | 15142_HARDWARE
3059 | SCREW DRYWALL SELF DRILLING BLACK 6 X 65 MM | 2858 | Material | 7017_NOS | 7017_NOS | 1 |  | 15142_HARDWARE
3060 | SCREW DRYWALL SELF DRILLING BLACK 6 X 75 MM | 2858 | Material | 7017_NOS | 7017_NOS | 1 |  | 15142_HARDWARE
3061 | SCREW HEX HEAD SELF DRILLING 4.8 MM X 16 MM | 2858 | Material | 7017_NOS | 7017_NOS | 1 |  | 15142_HARDWARE
3062 | SCREW HEX HEAD SELF DRILLING 4.8 MM X 19 MM | 2858 | Material | 7017_NOS | 7017_NOS | 1 |  | 15142_HARDWARE
3063 | SCREW HEX HEAD SELF DRILLING 4.8 MM X 25 MM | 2858 | Material | 7017_NOS | 7017_NOS | 1 |  | 15142_HARDWARE
3064 | SCREW HEX HEAD SELF DRILLING 5.5 MM X 100 MM | 2858 | Material | 7017_NOS | 7017_NOS | 1 |  | 15142_HARDWARE
3065 | SCREW HEX HEAD SELF DRILLING 5.5 MM X 110 MM | 2858 | Material | 7017_NOS | 7017_NOS | 1 |  | 15142_HARDWARE
3066 | SCREW HEX HEAD SELF DRILLING 5.5 MM X 125 MM | 2858 | Material | 7017_NOS | 7017_NOS | 1 |  | 15142_HARDWARE
3067 | SCREW HEX HEAD SELF DRILLING 5.5 MM X 150 MM | 2858 | Material | 7017_NOS | 7017_NOS | 1 |  | 15142_HARDWARE
3068 | SCREW HEX HEAD SELF DRILLING 5.5 MM X 200 MM | 2858 | Material | 7017_NOS | 7017_NOS | 1 |  | 15142_HARDWARE
3069 | SCREW HEX HEAD SELF DRILLING 5.5 MM X 25 MM | 2858 | Material | 7017_NOS | 7017_NOS | 1 |  | 15142_HARDWARE
3070 | SCREW HEX HEAD SELF DRILLING 5.5 MM X 35 MM | 2858 | Material | 7017_NOS | 7017_NOS | 1 |  | 15142_HARDWARE
3071 | SCREW HEX HEAD SELF DRILLING 5.5 MM X 45 MM | 2858 | Material | 7017_NOS | 7017_NOS | 1 |  | 15142_HARDWARE
3072 | SCREW HEX HEAD SELF DRILLING 5.5 MM X 55 MM | 2858 | Material | 7017_NOS | 7017_NOS | 1 |  | 15142_HARDWARE
3073 | SCREW HEX HEAD SELF DRILLING 5.5 MM X 68 MM | 2858 | Material | 7017_NOS | 7017_NOS | 1 |  | 15142_HARDWARE
3074 | SCREW HEX HEAD SELF DRILLING 5.5 MM X 75 MM | 2858 | Material | 7017_NOS | 7017_NOS | 1 |  | 15142_HARDWARE
3075 | MS SCREW MACHINE CSK SLOTTED FT 3 X 6 MM | 2858 | Material | 7017_NOS | 7017_NOS | 1 |  | 15142_HARDWARE
3076 | MS SCREW MACHINE CSK SLOTTED FT 3 X 10 MM | 2858 | Material | 7017_NOS | 7017_NOS | 1 |  | 15142_HARDWARE
3077 | MS SCREW MACHINE CSK SLOTTED FT 3 X 15 MM | 2858 | Material | 7017_NOS | 7017_NOS | 1 |  | 15142_HARDWARE
3078 | MS SCREW MACHINE CSK SLOTTED FT 3 X 20 MM | 2858 | Material | 7017_NOS | 7017_NOS | 1 |  | 15142_HARDWARE
3079 | MS SCREW MACHINE CSK SLOTTED FT 3 X 25 MM | 2858 | Material | 7017_NOS | 7017_NOS | 1 |  | 15142_HARDWARE
3080 | MS SCREW MACHINE CSK SLOTTED FT 3 X 30 MM | 2858 | Material | 7017_NOS | 7017_NOS | 1 |  | 15142_HARDWARE
3081 | MS SCREW MACHINE CSK SLOTTED FT 3 X 35 MM | 2858 | Material | 7017_NOS | 7017_NOS | 1 |  | 15142_HARDWARE
3082 | MS SCREW MACHINE CSK SLOTTED FT 3 X 40 MM | 2858 | Material | 7017_NOS | 7017_NOS | 1 |  | 15142_HARDWARE
3083 | MS SCREW MACHINE CSK SLOTTED FT 3 X 50 MM | 2858 | Material | 7017_NOS | 7017_NOS | 1 |  | 15142_HARDWARE
3084 | MS SCREW MACHINE CSK SLOTTED FT 4 X 6 MM | 2858 | Material | 7017_NOS | 7017_NOS | 1 |  | 15142_HARDWARE
3085 | MS SCREW MACHINE CSK SLOTTED FT 4 X 10 MM | 2858 | Material | 7017_NOS | 7017_NOS | 1 |  | 15142_HARDWARE
3086 | MS SCREW MACHINE CSK SLOTTED FT 4 X 15 MM | 2858 | Material | 7017_NOS | 7017_NOS | 1 |  | 15142_HARDWARE
3087 | MS SCREW MACHINE CSK SLOTTED FT 4 X 20 MM | 2858 | Material | 7017_NOS | 7017_NOS | 1 |  | 15142_HARDWARE
3088 | MS SCREW MACHINE CSK SLOTTED FT 4 X 25 MM | 2858 | Material | 7017_NOS | 7017_NOS | 1 |  | 15142_HARDWARE
3089 | MS SCREW MACHINE CSK SLOTTED FT 4 X 30 MM | 2858 | Material | 7017_NOS | 7017_NOS | 1 |  | 15142_HARDWARE
3090 | MS SCREW MACHINE CSK SLOTTED FT 4 X 35 MM | 2858 | Material | 7017_NOS | 7017_NOS | 1 |  | 15142_HARDWARE
3091 | MS SCREW MACHINE CSK SLOTTED FT 4 X 40 MM | 2858 | Material | 7017_NOS | 7017_NOS | 1 |  | 15142_HARDWARE
3092 | MS SCREW MACHINE CSK SLOTTED FT 4 X 50 MM | 2858 | Material | 7017_NOS | 7017_NOS | 1 |  | 15142_HARDWARE
3093 | MS SCREW MACHINE CSK SLOTTED FT 4 X 60 MM | 2858 | Material | 7017_NOS | 7017_NOS | 1 |  | 15142_HARDWARE
3094 | MS SCREW MACHINE CSK SLOTTED FT 4 X 70 MM | 2858 | Material | 7017_NOS | 7017_NOS | 1 |  | 15142_HARDWARE
3095 | MS SCREW MACHINE CSK SLOTTED FT 5 X 6 MM | 2858 | Material | 7017_NOS | 7017_NOS | 1 |  | 15142_HARDWARE
3096 | MS SCREW MACHINE CSK SLOTTED FT 5 X 10 MM | 2858 | Material | 7017_NOS | 7017_NOS | 1 |  | 15142_HARDWARE
3097 | MS SCREW MACHINE CSK SLOTTED FT 5 X 15 MM | 2858 | Material | 7017_NOS | 7017_NOS | 1 |  | 15142_HARDWARE
3098 | MS SCREW MACHINE CSK SLOTTED FT 5 X 20 MM | 2858 | Material | 7017_NOS | 7017_NOS | 1 |  | 15142_HARDWARE
3099 | MS SCREW MACHINE CSK SLOTTED FT 5 X 25 MM | 2858 | Material | 7017_NOS | 7017_NOS | 1 |  | 15142_HARDWARE
3100 | MS SCREW MACHINE CSK SLOTTED FT 5 X 30 MM | 2858 | Material | 7017_NOS | 7017_NOS | 1 |  | 15142_HARDWARE
3101 | MS SCREW MACHINE CSK SLOTTED FT 5 X 35 MM | 2858 | Material | 7017_NOS | 7017_NOS | 1 |  | 15142_HARDWARE
3102 | MS SCREW MACHINE CSK SLOTTED FT 5 X 40 MM | 2858 | Material | 7017_NOS | 7017_NOS | 1 |  | 15142_HARDWARE
3103 | MS SCREW MACHINE CSK SLOTTED FT 5 X 50 MM | 2858 | Material | 7017_NOS | 7017_NOS | 1 |  | 15142_HARDWARE
3104 | MS SCREW MACHINE CSK SLOTTED FT 5 X 60 MM | 2858 | Material | 7017_NOS | 7017_NOS | 1 |  | 15142_HARDWARE
3105 | MS SCREW MACHINE CSK SLOTTED FT 5 X 70 MM | 2858 | Material | 7017_NOS | 7017_NOS | 1 |  | 15142_HARDWARE
3106 | MS SCREW MACHINE CSK SLOTTED FT 6 X 10 MM | 2858 | Material | 7017_NOS | 7017_NOS | 1 |  | 15142_HARDWARE
3107 | MS SCREW MACHINE CSK SLOTTED FT 6 X 15 MM | 2858 | Material | 7017_NOS | 7017_NOS | 1 |  | 15142_HARDWARE
3108 | MS SCREW MACHINE CSK SLOTTED FT 6 X 20 MM | 2858 | Material | 7017_NOS | 7017_NOS | 1 |  | 15142_HARDWARE
3109 | MS SCREW MACHINE CSK SLOTTED FT 6 X 25 MM | 2858 | Material | 7017_NOS | 7017_NOS | 1 |  | 15142_HARDWARE
3110 | MS SCREW MACHINE CSK SLOTTED FT 6 X 30 MM | 2858 | Material | 7017_NOS | 7017_NOS | 1 |  | 15142_HARDWARE
3111 | MS SCREW MACHINE CSK SLOTTED FT 6 X 35 MM | 2858 | Material | 7017_NOS | 7017_NOS | 1 |  | 15142_HARDWARE
3112 | MS SCREW MACHINE CSK SLOTTED FT 6 X 40 MM | 2858 | Material | 7017_NOS | 7017_NOS | 1 |  | 15142_HARDWARE
3113 | MS SCREW MACHINE CSK SLOTTED FT 6 X 50 MM | 2858 | Material | 7017_NOS | 7017_NOS | 1 |  | 15142_HARDWARE
3114 | MS SCREW MACHINE CSK SLOTTED FT 6 X 60 MM | 2858 | Material | 7017_NOS | 7017_NOS | 1 |  | 15142_HARDWARE
3115 | MS SCREW MACHINE CSK SLOTTED FT 6 X 70 MM | 2858 | Material | 7017_NOS | 7017_NOS | 1 |  | 15142_HARDWARE
3116 | MS SCREW MACHINE CSK SLOTTED FT 8 X 15 MM | 2858 | Material | 7017_NOS | 7017_NOS | 1 |  | 15142_HARDWARE
3117 | MS SCREW MACHINE CSK SLOTTED FT 8 X 20 MM | 2858 | Material | 7017_NOS | 7017_NOS | 1 |  | 15142_HARDWARE
3118 | MS SCREW MACHINE CSK SLOTTED FT 8 X 25 MM | 2858 | Material | 7017_NOS | 7017_NOS | 1 |  | 15142_HARDWARE
3119 | MS SCREW MACHINE CSK SLOTTED FT 8 X 30 MM | 2858 | Material | 7017_NOS | 7017_NOS | 1 |  | 15142_HARDWARE
3120 | MS SCREW MACHINE CSK SLOTTED FT 8 X 35 MM | 2858 | Material | 7017_NOS | 7017_NOS | 1 |  | 15142_HARDWARE
3121 | MS SCREW MACHINE CSK SLOTTED FT 8 X 40 MM | 2858 | Material | 7017_NOS | 7017_NOS | 1 |  | 15142_HARDWARE
3122 | MS SCREW MACHINE CSK SLOTTED FT 8 X 50 MM | 2858 | Material | 7017_NOS | 7017_NOS | 1 |  | 15142_HARDWARE
3123 | MS SCREW MACHINE CSK SLOTTED FT 8 X 60 MM | 2858 | Material | 7017_NOS | 7017_NOS | 1 |  | 15142_HARDWARE
3124 | MS SCREW MACHINE CSK SLOTTED FT 8 X 70 MM | 2858 | Material | 7017_NOS | 7017_NOS | 1 |  | 15142_HARDWARE
3125 | MS SCREW MACHINE CSK SLOTTED FT 10 X 15 MM | 2858 | Material | 7017_NOS | 7017_NOS | 1 |  | 15142_HARDWARE
3126 | MS SCREW MACHINE CSK SLOTTED FT 10 X 20 MM | 2858 | Material | 7017_NOS | 7017_NOS | 1 |  | 15142_HARDWARE
3127 | MS SCREW MACHINE CSK SLOTTED FT 10 X 25 MM | 2858 | Material | 7017_NOS | 7017_NOS | 1 |  | 15142_HARDWARE
3128 | MS SCREW MACHINE CSK SLOTTED FT 10 X 30 MM | 2858 | Material | 7017_NOS | 7017_NOS | 1 |  | 15142_HARDWARE
3129 | MS SCREW MACHINE CSK SLOTTED FT 10 X 35 MM | 2858 | Material | 7017_NOS | 7017_NOS | 1 |  | 15142_HARDWARE
3130 | MS SCREW MACHINE CSK SLOTTED FT 10 X 40 MM | 2858 | Material | 7017_NOS | 7017_NOS | 1 |  | 15142_HARDWARE
3131 | MS SCREW MACHINE CSK SLOTTED FT 10 X 50 MM | 2858 | Material | 7017_NOS | 7017_NOS | 1 |  | 15142_HARDWARE
3132 | MS SCREW MACHINE CSK SLOTTED FT 10 X 60 MM | 2858 | Material | 7017_NOS | 7017_NOS | 1 |  | 15142_HARDWARE
3133 | MS SCREW MACHINE CSK SLOTTED FT 10 X 70 MM | 2858 | Material | 7017_NOS | 7017_NOS | 1 |  | 15142_HARDWARE
3134 | MS SCREW MACHINE CSK PHILLIPS FT 3 X 6 MM | 2858 | Material | 7017_NOS | 7017_NOS | 1 |  | 15142_HARDWARE
3135 | MS SCREW MACHINE CSK PHILLIPS FT 3 X 10 MM | 2858 | Material | 7017_NOS | 7017_NOS | 1 |  | 15142_HARDWARE
3136 | MS SCREW MACHINE CSK PHILLIPS FT 3 X 15 MM | 2858 | Material | 7017_NOS | 7017_NOS | 1 |  | 15142_HARDWARE
3137 | MS SCREW MACHINE CSK PHILLIPS FT 3 X 20 MM | 2858 | Material | 7017_NOS | 7017_NOS | 1 |  | 15142_HARDWARE
3138 | MS SCREW MACHINE CSK PHILLIPS FT 3 X 25 MM | 2858 | Material | 7017_NOS | 7017_NOS | 1 |  | 15142_HARDWARE
3139 | MS SCREW MACHINE CSK PHILLIPS FT 3 X 30 MM | 2858 | Material | 7017_NOS | 7017_NOS | 1 |  | 15142_HARDWARE
3140 | MS SCREW MACHINE CSK PHILLIPS FT 3 X 35 MM | 2858 | Material | 7017_NOS | 7017_NOS | 1 |  | 15142_HARDWARE
3141 | MS SCREW MACHINE CSK PHILLIPS FT 3 X 40 MM | 2858 | Material | 7017_NOS | 7017_NOS | 1 |  | 15142_HARDWARE
3142 | MS SCREW MACHINE CSK PHILLIPS FT 3 X 50 MM | 2858 | Material | 7017_NOS | 7017_NOS | 1 |  | 15142_HARDWARE
3143 | MS SCREW MACHINE CSK PHILLIPS FT 4 X 6 MM | 2858 | Material | 7017_NOS | 7017_NOS | 1 |  | 15142_HARDWARE
3144 | MS SCREW MACHINE CSK PHILLIPS FT 4 X 10 MM | 2858 | Material | 7017_NOS | 7017_NOS | 1 |  | 15142_HARDWARE
3145 | MS SCREW MACHINE CSK PHILLIPS FT 4 X 15 MM | 2858 | Material | 7017_NOS | 7017_NOS | 1 |  | 15142_HARDWARE
3146 | MS SCREW MACHINE CSK PHILLIPS FT 4 X 20 MM | 2858 | Material | 7017_NOS | 7017_NOS | 1 |  | 15142_HARDWARE
3147 | MS SCREW MACHINE CSK PHILLIPS FT 4 X 25 MM | 2858 | Material | 7017_NOS | 7017_NOS | 1 |  | 15142_HARDWARE
3148 | MS SCREW MACHINE CSK PHILLIPS FT 4 X 30 MM | 2858 | Material | 7017_NOS | 7017_NOS | 1 |  | 15142_HARDWARE
3149 | MS SCREW MACHINE CSK PHILLIPS FT 4 X 35 MM | 2858 | Material | 7017_NOS | 7017_NOS | 1 |  | 15142_HARDWARE
3150 | MS SCREW MACHINE CSK PHILLIPS FT 4 X 40 MM | 2858 | Material | 7017_NOS | 7017_NOS | 1 |  | 15142_HARDWARE
3151 | MS SCREW MACHINE CSK PHILLIPS FT 4 X 50 MM | 2858 | Material | 7017_NOS | 7017_NOS | 1 |  | 15142_HARDWARE
3152 | MS SCREW MACHINE CSK PHILLIPS FT 4 X 60 MM | 2858 | Material | 7017_NOS | 7017_NOS | 1 |  | 15142_HARDWARE
3153 | MS SCREW MACHINE CSK PHILLIPS FT 4 X 70 MM | 2858 | Material | 7017_NOS | 7017_NOS | 1 |  | 15142_HARDWARE
3154 | MS SCREW MACHINE CSK PHILLIPS FT 5 X 6 MM | 2858 | Material | 7017_NOS | 7017_NOS | 1 |  | 15142_HARDWARE
3155 | MS SCREW MACHINE CSK PHILLIPS FT 5 X 10 MM | 2858 | Material | 7017_NOS | 7017_NOS | 1 |  | 15142_HARDWARE
3156 | MS SCREW MACHINE CSK PHILLIPS FT 5 X 15 MM | 2858 | Material | 7017_NOS | 7017_NOS | 1 |  | 15142_HARDWARE
3157 | MS SCREW MACHINE CSK PHILLIPS FT 5 X 20 MM | 2858 | Material | 7017_NOS | 7017_NOS | 1 |  | 15142_HARDWARE
3158 | MS SCREW MACHINE CSK PHILLIPS FT 5 X 25 MM | 2858 | Material | 7017_NOS | 7017_NOS | 1 |  | 15142_HARDWARE
3159 | MS SCREW MACHINE CSK PHILLIPS FT 5 X 30 MM | 2858 | Material | 7017_NOS | 7017_NOS | 1 |  | 15142_HARDWARE
3160 | MS SCREW MACHINE CSK PHILLIPS FT 5 X 35 MM | 2858 | Material | 7017_NOS | 7017_NOS | 1 |  | 15142_HARDWARE
3161 | MS SCREW MACHINE CSK PHILLIPS FT 5 X 40 MM | 2858 | Material | 7017_NOS | 7017_NOS | 1 |  | 15142_HARDWARE
3162 | MS SCREW MACHINE CSK PHILLIPS FT 5 X 50 MM | 2858 | Material | 7017_NOS | 7017_NOS | 1 |  | 15142_HARDWARE
3163 | MS SCREW MACHINE CSK PHILLIPS FT 5 X 60 MM | 2858 | Material | 7017_NOS | 7017_NOS | 1 |  | 15142_HARDWARE
3164 | MS SCREW MACHINE CSK PHILLIPS FT 5 X 70 MM | 2858 | Material | 7017_NOS | 7017_NOS | 1 |  | 15142_HARDWARE
3165 | MS SCREW MACHINE CSK PHILLIPS FT 6 X 10 MM | 2858 | Material | 7017_NOS | 7017_NOS | 1 |  | 15142_HARDWARE
3166 | MS SCREW MACHINE CSK PHILLIPS FT 6 X 15 MM | 2858 | Material | 7017_NOS | 7017_NOS | 1 |  | 15142_HARDWARE
3167 | MS SCREW MACHINE CSK PHILLIPS FT 6 X 20 MM | 2858 | Material | 7017_NOS | 7017_NOS | 1 |  | 15142_HARDWARE
3168 | MS SCREW MACHINE CSK PHILLIPS FT 6 X 25 MM | 2858 | Material | 7017_NOS | 7017_NOS | 1 |  | 15142_HARDWARE
3169 | MS SCREW MACHINE CSK PHILLIPS FT 6 X 30 MM | 2858 | Material | 7017_NOS | 7017_NOS | 1 |  | 15142_HARDWARE
3170 | MS SCREW MACHINE CSK PHILLIPS FT 6 X 35 MM | 2858 | Material | 7017_NOS | 7017_NOS | 1 |  | 15142_HARDWARE
3171 | MS SCREW MACHINE CSK PHILLIPS FT 6 X 40 MM | 2858 | Material | 7017_NOS | 7017_NOS | 1 |  | 15142_HARDWARE
3172 | MS SCREW MACHINE CSK PHILLIPS FT 6 X 50 MM | 2858 | Material | 7017_NOS | 7017_NOS | 1 |  | 15142_HARDWARE
3173 | MS SCREW MACHINE CSK PHILLIPS FT 6 X 60 MM | 2858 | Material | 7017_NOS | 7017_NOS | 1 |  | 15142_HARDWARE
3174 | MS SCREW MACHINE CSK PHILLIPS FT 6 X 70 MM | 2858 | Material | 7017_NOS | 7017_NOS | 1 |  | 15142_HARDWARE
3175 | MS SCREW MACHINE CSK PHILLIPS FT 8 X 15 MM | 2858 | Material | 7017_NOS | 7017_NOS | 1 |  | 15142_HARDWARE
3176 | MS SCREW MACHINE CSK PHILLIPS FT 8 X 20 MM | 2858 | Material | 7017_NOS | 7017_NOS | 1 |  | 15142_HARDWARE
3177 | MS SCREW MACHINE CSK PHILLIPS FT 8 X 25 MM | 2858 | Material | 7017_NOS | 7017_NOS | 1 |  | 15142_HARDWARE
3178 | MS SCREW MACHINE CSK PHILLIPS FT 8 X 30 MM | 2858 | Material | 7017_NOS | 7017_NOS | 1 |  | 15142_HARDWARE
3179 | MS SCREW MACHINE CSK PHILLIPS FT 8 X 35 MM | 2858 | Material | 7017_NOS | 7017_NOS | 1 |  | 15142_HARDWARE
3180 | MS SCREW MACHINE CSK PHILLIPS FT 8 X 40 MM | 2858 | Material | 7017_NOS | 7017_NOS | 1 |  | 15142_HARDWARE
3181 | MS SCREW MACHINE CSK PHILLIPS FT 8 X 50 MM | 2858 | Material | 7017_NOS | 7017_NOS | 1 |  | 15142_HARDWARE
3182 | MS SCREW MACHINE CSK PHILLIPS FT 8 X 60 MM | 2858 | Material | 7017_NOS | 7017_NOS | 1 |  | 15142_HARDWARE
3183 | MS SCREW MACHINE CSK PHILLIPS FT 8 X 70 MM | 2858 | Material | 7017_NOS | 7017_NOS | 1 |  | 15142_HARDWARE
3184 | MS SCREW MACHINE CSK PHILLIPS FT 10 X 15 MM | 2858 | Material | 7017_NOS | 7017_NOS | 1 |  | 15142_HARDWARE
3185 | MS SCREW MACHINE CSK PHILLIPS FT 10 X 20 MM | 2858 | Material | 7017_NOS | 7017_NOS | 1 |  | 15142_HARDWARE
3186 | MS SCREW MACHINE CSK PHILLIPS FT 10 X 25 MM | 2858 | Material | 7017_NOS | 7017_NOS | 1 |  | 15142_HARDWARE
3187 | MS SCREW MACHINE CSK PHILLIPS FT 10 X 30 MM | 2858 | Material | 7017_NOS | 7017_NOS | 1 |  | 15142_HARDWARE
3188 | MS SCREW MACHINE CSK PHILLIPS FT 10 X 35 MM | 2858 | Material | 7017_NOS | 7017_NOS | 1 |  | 15142_HARDWARE
3189 | MS SCREW MACHINE CSK PHILLIPS FT 10 X 40 MM | 2858 | Material | 7017_NOS | 7017_NOS | 1 |  | 15142_HARDWARE
3190 | MS SCREW MACHINE CSK PHILLIPS FT 10 X 50 MM | 2858 | Material | 7017_NOS | 7017_NOS | 1 |  | 15142_HARDWARE
3191 | MS SCREW MACHINE CSK PHILLIPS FT 10 X 60 MM | 2858 | Material | 7017_NOS | 7017_NOS | 1 |  | 15142_HARDWARE
3192 | MS SCREW MACHINE CSK PHILLIPS FT 10 X 70 MM | 2858 | Material | 7017_NOS | 7017_NOS | 1 |  | 15142_HARDWARE
3193 | FASTENER ANCHOR PIN TYPE 6 X 50 MM | 2858 | Material | 7017_NOS | 7017_NOS | 1 |  | 15142_HARDWARE
3194 | FASTENER ANCHOR PIN TYPE 6 X 75 MM | 2858 | Material | 7017_NOS | 7017_NOS | 1 |  | 15142_HARDWARE
3195 | FASTENER ANCHOR PIN TYPE 8 X 50 MM | 2858 | Material | 7017_NOS | 7017_NOS | 1 |  | 15142_HARDWARE
3196 | FASTENER ANCHOR PIN TYPE 8 X 75 MM | 2858 | Material | 7017_NOS | 7017_NOS | 1 |  | 15142_HARDWARE
3197 | FASTENER ANCHOR PIN TYPE 8 X 100 MM | 2858 | Material | 7017_NOS | 7017_NOS | 1 |  | 15142_HARDWARE
3198 | FASTENER ANCHOR PIN TYPE 10 X 60 MM | 2858 | Material | 7017_NOS | 7017_NOS | 1 |  | 15142_HARDWARE
3199 | FASTENER ANCHOR PIN TYPE 10 X 75 MM | 2858 | Material | 7017_NOS | 7017_NOS | 1 |  | 15142_HARDWARE
3200 | FASTENER ANCHOR PIN TYPE 10 X 100 MM | 2858 | Material | 7017_NOS | 7017_NOS | 1 |  | 15142_HARDWARE
3201 | FASTENER ANCHOR PIN TYPE 10 X 125 MM | 2858 | Material | 7017_NOS | 7017_NOS | 1 |  | 15142_HARDWARE
3202 | FASTENER ANCHOR PIN TYPE 10 X 150 MM | 2858 | Material | 7017_NOS | 7017_NOS | 1 |  | 15142_HARDWARE
3203 | FASTENER ANCHOR PIN TYPE 12 X 75 MM | 2858 | Material | 7017_NOS | 7017_NOS | 1 |  | 15142_HARDWARE
3204 | FASTENER ANCHOR PIN TYPE 12 X 100 MM | 2858 | Material | 7017_NOS | 7017_NOS | 1 |  | 15142_HARDWARE
3205 | FASTENER ANCHOR PIN TYPE 12 X 125 MM | 2858 | Material | 7017_NOS | 7017_NOS | 1 |  | 15142_HARDWARE
3206 | FASTENER ANCHOR PIN TYPE 12 X 150 MM | 2858 | Material | 7017_NOS | 7017_NOS | 1 |  | 15142_HARDWARE
3207 | FASTENER ANCHOR PIN TYPE 16 X 100 MM | 2858 | Material | 7017_NOS | 7017_NOS | 1 |  | 15142_HARDWARE
3208 | FASTENER ANCHOR PIN TYPE 16 X 125 MM | 2858 | Material | 7017_NOS | 7017_NOS | 1 |  | 15142_HARDWARE
3209 | FASTENER ANCHOR PIN TYPE 16 X 150 MM | 2858 | Material | 7017_NOS | 7017_NOS | 1 |  | 15142_HARDWARE
3210 | FASTENER ANCHOR PIN TYPE 16 X 200 MM | 2858 | Material | 7017_NOS | 7017_NOS | 1 |  | 15142_HARDWARE
3211 | FASTENER ANCHOR WEDGE TYPE 8 X 75 MM | 2858 | Material | 7017_NOS | 7017_NOS | 1 |  | 15142_HARDWARE
3212 | FASTENER ANCHOR WEDGE TYPE 8 X 100 MM | 2858 | Material | 7017_NOS | 7017_NOS | 1 |  | 15142_HARDWARE
3213 | FASTENER ANCHOR WEDGE TYPE 10 X 75 MM | 2858 | Material | 7017_NOS | 7017_NOS | 1 |  | 15142_HARDWARE
3214 | FASTENER ANCHOR WEDGE TYPE 10 X 100 MM | 2858 | Material | 7017_NOS | 7017_NOS | 1 |  | 15142_HARDWARE
3215 | FASTENER ANCHOR WEDGE TYPE 10 X 125 MM | 2858 | Material | 7017_NOS | 7017_NOS | 1 |  | 15142_HARDWARE
3216 | FASTENER ANCHOR WEDGE TYPE 10 X 150 MM | 2858 | Material | 7017_NOS | 7017_NOS | 1 |  | 15142_HARDWARE
3217 | FASTENER ANCHOR WEDGE TYPE 12 X 75 MM | 2858 | Material | 7017_NOS | 7017_NOS | 1 |  | 15142_HARDWARE
3218 | FASTENER ANCHOR WEDGE TYPE 12 X 100 MM | 2858 | Material | 7017_NOS | 7017_NOS | 1 |  | 15142_HARDWARE
3219 | FASTENER ANCHOR WEDGE TYPE 12 X 125 MM | 2858 | Material | 7017_NOS | 7017_NOS | 1 |  | 15142_HARDWARE
3220 | FASTENER ANCHOR WEDGE TYPE 12 X 150 MM | 2858 | Material | 7017_NOS | 7017_NOS | 1 |  | 15142_HARDWARE
3221 | FASTENER ANCHOR WEDGE TYPE 16 X 100 MM | 2858 | Material | 7017_NOS | 7017_NOS | 1 |  | 15142_HARDWARE
3222 | FASTENER ANCHOR WEDGE TYPE 16 X 125 MM | 2858 | Material | 7017_NOS | 7017_NOS | 1 |  | 15142_HARDWARE
3223 | FASTENER ANCHOR WEDGE TYPE 16 X 150 MM | 2858 | Material | 7017_NOS | 7017_NOS | 1 |  | 15142_HARDWARE
3224 | FASTENER ANCHOR WEDGE TYPE 16 X 200 MM | 2858 | Material | 7017_NOS | 7017_NOS | 1 |  | 15142_HARDWARE
3225 | FASTENER BULLET TYPE 6 X 25 MM | 2858 | Material | 7017_NOS | 7017_NOS | 1 |  | 15142_HARDWARE
3226 | FASTENER BULLET TYPE 6 X 30 MM | 2858 | Material | 7017_NOS | 7017_NOS | 1 |  | 15142_HARDWARE
3227 | FASTENER BULLET TYPE 8 X 25 MM | 2858 | Material | 7017_NOS | 7017_NOS | 1 |  | 15142_HARDWARE
3228 | FASTENER BULLET TYPE 8 X 30 MM | 2858 | Material | 7017_NOS | 7017_NOS | 1 |  | 15142_HARDWARE
3229 | FASTENER BULLET TYPE 8 X 40 MM | 2858 | Material | 7017_NOS | 7017_NOS | 1 |  | 15142_HARDWARE
3230 | FASTENER BULLET TYPE 10 X 25 MM | 2858 | Material | 7017_NOS | 7017_NOS | 1 |  | 15142_HARDWARE
3231 | FASTENER BULLET TYPE 10 X 30 MM | 2858 | Material | 7017_NOS | 7017_NOS | 1 |  | 15142_HARDWARE
3232 | FASTENER BULLET TYPE 10 X 40 MM | 2858 | Material | 7017_NOS | 7017_NOS | 1 |  | 15142_HARDWARE
3233 | FASTENER BULLET TYPE 12 X 25 MM | 2858 | Material | 7017_NOS | 7017_NOS | 1 |  | 15142_HARDWARE
3234 | FASTENER BULLET TYPE 12 X 50 MM | 2858 | Material | 7017_NOS | 7017_NOS | 1 |  | 15142_HARDWARE
3235 | FASTENER BULLET TYPE 16 X 65 MM | 2858 | Material | 7017_NOS | 7017_NOS | 1 |  | 15142_HARDWARE
3236 | FASTENER BULLET TYPE 20 X 80 MM | 2858 | Material | 7017_NOS | 7017_NOS | 1 |  | 15142_HARDWARE
3237 | FASTENER FRAME FIXING NYLON/PLASTIC 5 X 40 MM | 2858 | Material | 7038_SET | 7038_SET | 1 |  | 15142_HARDWARE
3238 | FASTENER FRAME FIXING NYLON/PLASTIC 6 X 40 MM | 2858 | Material | 7038_SET | 7038_SET | 1 |  | 15142_HARDWARE
3239 | FASTENER FRAME FIXING NYLON/PLASTIC 6 X 60 MM | 2858 | Material | 7038_SET | 7038_SET | 1 |  | 15142_HARDWARE
3240 | FASTENER FRAME FIXING NYLON/PLASTIC 6 X 80 MM | 2858 | Material | 7038_SET | 7038_SET | 1 |  | 15142_HARDWARE
3241 | FASTENER FRAME FIXING NYLON/PLASTIC 8 X 60 MM | 2858 | Material | 7038_SET | 7038_SET | 1 |  | 15142_HARDWARE
3242 | FASTENER FRAME FIXING NYLON/PLASTIC 8 X 80 MM | 2858 | Material | 7038_SET | 7038_SET | 1 |  | 15142_HARDWARE
3243 | FASTENER FRAME FIXING NYLON/PLASTIC 8 X 100 MM | 2858 | Material | 7038_SET | 7038_SET | 1 |  | 15142_HARDWARE
3244 | FASTENER FRAME FIXING NYLON/PLASTIC 8 X 120 MM | 2858 | Material | 7038_SET | 7038_SET | 1 |  | 15142_HARDWARE
3245 | FASTENER FRAME FIXING NYLON/PLASTIC 8 X 140 MM | 2858 | Material | 7038_SET | 7038_SET | 1 |  | 15142_HARDWARE
3246 | FASTENER FRAME FIXING NYLON/PLASTIC 10 X 60 MM | 2858 | Material | 7038_SET | 7038_SET | 1 |  | 15142_HARDWARE
3247 | FASTENER FRAME FIXING NYLON/PLASTIC 10 X 80 MM | 2858 | Material | 7038_SET | 7038_SET | 1 |  | 15142_HARDWARE
3248 | FASTENER FRAME FIXING NYLON/PLASTIC 10 X 100 MM | 2858 | Material | 7038_SET | 7038_SET | 1 |  | 15142_HARDWARE
3249 | FASTENER FRAME FIXING NYLON/PLASTIC 10 X 120 MM | 2858 | Material | 7038_SET | 7038_SET | 1 |  | 15142_HARDWARE
3250 | FASTENER FRAME FIXING NYLON/PLASTIC 10 X 140 MM | 2858 | Material | 7038_SET | 7038_SET | 1 |  | 15142_HARDWARE
3251 | FASTENER FRAME FIXING NYLON/PLASTIC 10 X 160 MM | 2858 | Material | 7038_SET | 7038_SET | 1 |  | 15142_HARDWARE
3252 | FASTENER FRAME FIXING NYLON/PLASTIC 10 X 180 MM | 2858 | Material | 7038_SET | 7038_SET | 1 |  | 15142_HARDWARE
3253 | FASTENER FRAME FIXING NYLON/PLASTIC 10 X 200 MM | 2858 | Material | 7038_SET | 7038_SET | 1 |  | 15142_HARDWARE
3254 | FASTENER FRAME FIXING NYLON/PLASTIC 10 X 230 MM | 2858 | Material | 7038_SET | 7038_SET | 1 |  | 15142_HARDWARE
3255 | FASTENER FRAME FIXING NYLON/PLASTIC 10 X 270 MM | 2858 | Material | 7038_SET | 7038_SET | 1 |  | 15142_HARDWARE
3256 | FASTENER FRAME FIXING NYLON/PLASTIC 10 X 310 MM | 2858 | Material | 7038_SET | 7038_SET | 1 |  | 15142_HARDWARE
3257 | FASTENER WALL HUNG FIXING | 2858 | Material | 7038_SET | 7038_SET | 1 |  | 15142_HARDWARE
3258 | FASTENER WASH BASIN FIXING | 2858 | Material | 7038_SET | 7038_SET | 1 |  | 15142_HARDWARE
3259 | REBAR CHEMICAL | 2858 | Material | 7049_ML. | 7049_ML. | 1 |  | 15142_HARDWARE
3260 | FASTENER CHEMICAL | 2858 | Material | 7049_ML. | 7049_ML. | 1 |  | 15142_HARDWARE
3261 | SEALENT SILICON CLEAR | 2858 | Material | 7049_ML. | 7049_ML. | 1 |  | 15142_HARDWARE
3262 | SEALENT SILICON WHITE | 2858 | Material | 7049_ML. | 7049_ML. | 1 |  | 15142_HARDWARE
3263 | SEALENT SILICON BLACK | 2858 | Material | 7049_ML. | 7049_ML. | 1 |  | 15142_HARDWARE
3264 | SEALANT POLYSULPHIDE | 2858 | Material | 7049_ML. | 7049_ML. | 1 |  | 15142_HARDWARE
3265 | GI FULL THREADED ROD DIA 5 MM | 2858 | Material | 7012_RMT | 7012_RMT | 1 |  | 15142_HARDWARE
3266 | GI FULL THREADED ROD DIA 6 MM | 2858 | Material | 7012_RMT | 7012_RMT | 1 |  | 15142_HARDWARE
3267 | GI FULL THREADED ROD DIA 8 MM | 2858 | Material | 7012_RMT | 7012_RMT | 1 |  | 15142_HARDWARE
3268 | GI FULL THREADED ROD DIA 10 MM | 2858 | Material | 7012_RMT | 7012_RMT | 1 |  | 15142_HARDWARE
3269 | GI FULL THREADED ROD DIA 12 MM | 2858 | Material | 7012_RMT | 7012_RMT | 1 |  | 15142_HARDWARE
3270 | GI FULL THREADED ROD DIA 16 MM | 2858 | Material | 7012_RMT | 7012_RMT | 1 |  | 15142_HARDWARE
3271 | GI FULL THREADED ROD DIA 20 MM | 2858 | Material | 7012_RMT | 7012_RMT | 1 |  | 15142_HARDWARE
3272 | GI FULL THREADED ROD DIA 25 MM | 2858 | Material | 7012_RMT | 7012_RMT | 1 |  | 15142_HARDWARE
3273 | GI NUT 5 MM | 2858 | Material | 7006_KG. | 7006_KG. | 1 |  | 15142_HARDWARE
3274 | GI NUT 6 MM | 2858 | Material | 7006_KG. | 7006_KG. | 1 |  | 15142_HARDWARE
3275 | GI NUT 8 MM | 2858 | Material | 7006_KG. | 7006_KG. | 1 |  | 15142_HARDWARE
3276 | GI NUT 10 MM | 2858 | Material | 7006_KG. | 7006_KG. | 1 |  | 15142_HARDWARE
3277 | GI NUT 12 MM | 2858 | Material | 7006_KG. | 7006_KG. | 1 |  | 15142_HARDWARE
3278 | GI NUT 16 MM | 2858 | Material | 7006_KG. | 7006_KG. | 1 |  | 15142_HARDWARE
3279 | GI NUT 20 MM | 2858 | Material | 7006_KG. | 7006_KG. | 1 |  | 15142_HARDWARE
3280 | GI NUT 25 MM | 2858 | Material | 7006_KG. | 7006_KG. | 1 |  | 15142_HARDWARE
3281 | GI NUT WASHER 5 MM | 2858 | Material | 7006_KG. | 7006_KG. | 1 |  | 15142_HARDWARE
3282 | GI NUT WASHER 6 MM | 2858 | Material | 7006_KG. | 7006_KG. | 1 |  | 15142_HARDWARE
3283 | GI NUT WASHER 8 MM | 2858 | Material | 7006_KG. | 7006_KG. | 1 |  | 15142_HARDWARE
3284 | GI NUT WASHER 10 MM | 2858 | Material | 7006_KG. | 7006_KG. | 1 |  | 15142_HARDWARE
3285 | GI NUT WASHER 12 MM | 2858 | Material | 7006_KG. | 7006_KG. | 1 |  | 15142_HARDWARE
3286 | GI NUT WASHER 16 MM | 2858 | Material | 7006_KG. | 7006_KG. | 1 |  | 15142_HARDWARE
3287 | GI NUT WASHER 20 MM | 2858 | Material | 7006_KG. | 7006_KG. | 1 |  | 15142_HARDWARE
3288 | GI NUT WASHER 25 MM | 2858 | Material | 7006_KG. | 7006_KG. | 1 |  | 15142_HARDWARE
3289 | GI UNIVERSAL CLAMP 20 MM | 2858 | Material | 7017_NOS | 7017_NOS | 1 |  | 15142_HARDWARE
3290 | GI UNIVERSAL CLAMP 25 MM | 2858 | Material | 7017_NOS | 7017_NOS | 1 |  | 15142_HARDWARE
3291 | GI UNIVERSAL CLAMP 32 MM | 2858 | Material | 7017_NOS | 7017_NOS | 1 |  | 15142_HARDWARE
3292 | GI UNIVERSAL CLAMP 40 MM | 2858 | Material | 7017_NOS | 7017_NOS | 1 |  | 15142_HARDWARE
3293 | GI UNIVERSAL CLAMP 50 MM | 2858 | Material | 7017_NOS | 7017_NOS | 1 |  | 15142_HARDWARE
3294 | GI UNIVERSAL CLAMP 65 MM | 2858 | Material | 7017_NOS | 7017_NOS | 1 |  | 15142_HARDWARE
3295 | GI UNIVERSAL CLAMP 80 MM | 2858 | Material | 7017_NOS | 7017_NOS | 1 |  | 15142_HARDWARE
3296 | GI UNIVERSAL CLAMP 100 MM | 2858 | Material | 7017_NOS | 7017_NOS | 1 |  | 15142_HARDWARE
3297 | GI UNIVERSAL CLAMP 150 MM | 2858 | Material | 7017_NOS | 7017_NOS | 1 |  | 15142_HARDWARE
3298 | GI CLEVIS HANGER CLAMP 25 MM | 2858 | Material | 7017_NOS | 7017_NOS | 1 |  | 15142_HARDWARE
3299 | GI CLEVIS HANGER CLAMP 32 MM | 2858 | Material | 7017_NOS | 7017_NOS | 1 |  | 15142_HARDWARE
3300 | GI CLEVIS HANGER CLAMP 40 MM | 2858 | Material | 7017_NOS | 7017_NOS | 1 |  | 15142_HARDWARE
3301 | GI CLEVIS HANGER CLAMP 50 MM | 2858 | Material | 7017_NOS | 7017_NOS | 1 |  | 15142_HARDWARE
3302 | GI CLEVIS HANGER CLAMP 65 MM | 2858 | Material | 7017_NOS | 7017_NOS | 1 |  | 15142_HARDWARE
3303 | GI CLEVIS HANGER CLAMP 80 MM | 2858 | Material | 7017_NOS | 7017_NOS | 1 |  | 15142_HARDWARE
3304 | GI CLEVIS HANGER CLAMP 100 MM | 2858 | Material | 7017_NOS | 7017_NOS | 1 |  | 15142_HARDWARE
3305 | GI CLEVIS HANGER CLAMP 150 MM | 2858 | Material | 7017_NOS | 7017_NOS | 1 |  | 15142_HARDWARE
3306 | GI CLEVIS HANGER CLAMP 200 MM | 2858 | Material | 7017_NOS | 7017_NOS | 1 |  | 15142_HARDWARE
3307 | GI SADDLE CLAMP 20 MM | 2858 | Material | 7017_NOS | 7017_NOS | 1 |  | 15142_HARDWARE
3308 | GI SADDLE CLAMP 25 MM | 2858 | Material | 7017_NOS | 7017_NOS | 1 |  | 15142_HARDWARE
3309 | GI SADDLE CLAMP 32 MM | 2858 | Material | 7017_NOS | 7017_NOS | 1 |  | 15142_HARDWARE
3310 | GI SADDLE CLAMP 40 MM | 2858 | Material | 7017_NOS | 7017_NOS | 1 |  | 15142_HARDWARE
3311 | GI SADDLE CLAMP 50 MM | 2858 | Material | 7017_NOS | 7017_NOS | 1 |  | 15142_HARDWARE
3312 | GI SADDLE CLAMP 65 MM | 2858 | Material | 7017_NOS | 7017_NOS | 1 |  | 15142_HARDWARE
3313 | GI SADDLE CLAMP 80 MM | 2858 | Material | 7017_NOS | 7017_NOS | 1 |  | 15142_HARDWARE
3314 | GI SADDLE CLAMP 100 MM | 2858 | Material | 7017_NOS | 7017_NOS | 1 |  | 15142_HARDWARE
3315 | GI SADDLE CLAMP 150 MM | 2858 | Material | 7017_NOS | 7017_NOS | 1 |  | 15142_HARDWARE
3316 | GI SADDLE CLAMP 200 MM | 2858 | Material | 7017_NOS | 7017_NOS | 1 |  | 15142_HARDWARE
3317 | GI SPLIT CLAMP 15 MM | 2858 | Material | 7017_NOS | 7017_NOS | 1 |  | 15142_HARDWARE
3318 | GI SPLIT CLAMP 20 MM | 2858 | Material | 7017_NOS | 7017_NOS | 1 |  | 15142_HARDWARE
3319 | GI SPLIT CLAMP 25 MM | 2858 | Material | 7017_NOS | 7017_NOS | 1 |  | 15142_HARDWARE
3320 | GI SPLIT CLAMP 32 MM | 2858 | Material | 7017_NOS | 7017_NOS | 1 |  | 15142_HARDWARE
3321 | GI SPLIT CLAMP 40 MM | 2858 | Material | 7017_NOS | 7017_NOS | 1 |  | 15142_HARDWARE
3322 | GI SPLIT CLAMP 50 MM | 2858 | Material | 7017_NOS | 7017_NOS | 1 |  | 15142_HARDWARE
3323 | GI SPLIT CLAMP 65 MM | 2858 | Material | 7017_NOS | 7017_NOS | 1 |  | 15142_HARDWARE
3324 | GI SPLIT CLAMP 80 MM | 2858 | Material | 7017_NOS | 7017_NOS | 1 |  | 15142_HARDWARE
3325 | GI SPLIT CLAMP 100 MM | 2858 | Material | 7017_NOS | 7017_NOS | 1 |  | 15142_HARDWARE
3326 | GI SPLIT CLAMP 150 MM | 2858 | Material | 7017_NOS | 7017_NOS | 1 |  | 15142_HARDWARE
3327 | GI U-BOLT CLAMP 20 X 8 MM THICK | 2858 | Material | 7017_NOS | 7017_NOS | 1 |  | 15142_HARDWARE
3328 | GI U-BOLT CLAMP 25 X 8 MM THICK | 2858 | Material | 7017_NOS | 7017_NOS | 1 |  | 15142_HARDWARE
3329 | GI U-BOLT CLAMP 32 X 8 MM THICK | 2858 | Material | 7017_NOS | 7017_NOS | 1 |  | 15142_HARDWARE
3330 | GI U-BOLT CLAMP 40 X 8 MM THICK | 2858 | Material | 7017_NOS | 7017_NOS | 1 |  | 15142_HARDWARE
3331 | GI U-BOLT CLAMP 50 X 8 MM THICK | 2858 | Material | 7017_NOS | 7017_NOS | 1 |  | 15142_HARDWARE
3332 | GI U-BOLT CLAMP 50 X 10 MM THICK | 2858 | Material | 7017_NOS | 7017_NOS | 1 |  | 15142_HARDWARE
3333 | GI U-BOLT CLAMP 65 X 12 MM THICK | 2858 | Material | 7017_NOS | 7017_NOS | 1 |  | 15142_HARDWARE
3334 | GI U-BOLT CLAMP 65 X 10 MM THICK | 2858 | Material | 7017_NOS | 7017_NOS | 1 |  | 15142_HARDWARE
3335 | GI U-BOLT CLAMP 80 X 8 MM THICK | 2858 | Material | 7017_NOS | 7017_NOS | 1 |  | 15142_HARDWARE
3336 | GI U-BOLT CLAMP 80 X 10 MM THICK | 2858 | Material | 7017_NOS | 7017_NOS | 1 |  | 15142_HARDWARE
3337 | GI U-BOLT CLAMP 80 X 12 MM THICK | 2858 | Material | 7017_NOS | 7017_NOS | 1 |  | 15142_HARDWARE
3338 | GI U-BOLT CLAMP 100 X 8 MM THICK | 2858 | Material | 7017_NOS | 7017_NOS | 1 |  | 15142_HARDWARE
3339 | GI U-BOLT CLAMP 100 X 10 MM THICK | 2858 | Material | 7017_NOS | 7017_NOS | 1 |  | 15142_HARDWARE
3340 | GI U-BOLT CLAMP 100 X 12 MM THICK | 2858 | Material | 7017_NOS | 7017_NOS | 1 |  | 15142_HARDWARE
3341 | GI U-BOLT CLAMP 125 X 8 MM THICK | 2858 | Material | 7017_NOS | 7017_NOS | 1 |  | 15142_HARDWARE
3342 | GI U-BOLT CLAMP 125 X 10 MM THICK | 2858 | Material | 7017_NOS | 7017_NOS | 1 |  | 15142_HARDWARE
3343 | GI U-BOLT CLAMP 125 X 12 MM THICK | 2858 | Material | 7017_NOS | 7017_NOS | 1 |  | 15142_HARDWARE
3344 | GI U-BOLT CLAMP 150 X 8 MM THICK | 2858 | Material | 7017_NOS | 7017_NOS | 1 |  | 15142_HARDWARE
3345 | GI U-BOLT CLAMP 150 X 10 MM THICK | 2858 | Material | 7017_NOS | 7017_NOS | 1 |  | 15142_HARDWARE
3346 | GI U-BOLT CLAMP 150 X 12 MM THICK | 2858 | Material | 7017_NOS | 7017_NOS | 1 |  | 15142_HARDWARE
3347 | GI U-BOLT CLAMP 200 X 8 MM THICK | 2858 | Material | 7017_NOS | 7017_NOS | 1 |  | 15142_HARDWARE
3348 | GI U-BOLT CLAMP 200 X 10 MM THICK | 2858 | Material | 7017_NOS | 7017_NOS | 1 |  | 15142_HARDWARE
3349 | GI U-BOLT CLAMP 200 X 12 MM THICK | 2858 | Material | 7017_NOS | 7017_NOS | 1 |  | 15142_HARDWARE
3350 | Z CLAMP BRACKET 2" | 2858 | Material | 7012_RMT | 7012_RMT | 1 |  | 15142_HARDWARE
3351 | Z CLAMP BRACKET 3" | 2858 | Material | 7012_RMT | 7012_RMT | 1 |  | 15142_HARDWARE
3352 | Z CLAMP BRACKET 4" | 2858 | Material | 7012_RMT | 7012_RMT | 1 |  | 15142_HARDWARE
3353 | Z CLAMP BRACKET 5" | 2858 | Material | 7012_RMT | 7012_RMT | 1 |  | 15142_HARDWARE
3354 | Z CLAMP BRACKET 6" | 2858 | Material | 7012_RMT | 7012_RMT | 1 |  | 15142_HARDWARE
3355 | Z CLAMP BRACKET 7" | 2858 | Material | 7012_RMT | 7012_RMT | 1 |  | 15142_HARDWARE
3356 | Z CLAMP BRACKET 8" | 2858 | Material | 7012_RMT | 7012_RMT | 1 |  | 15142_HARDWARE
3357 | Z CLAMP BRACKET 9" | 2858 | Material | 7012_RMT | 7012_RMT | 1 |  | 15142_HARDWARE
3358 | Z CLAMP BRACKET 10" | 2858 | Material | 7012_RMT | 7012_RMT | 1 |  | 15142_HARDWARE
3359 | Z CLAMP BRACKET 11" | 2858 | Material | 7012_RMT | 7012_RMT | 1 |  | 15142_HARDWARE
3360 | Z CLAMP BRACKET 12" | 2858 | Material | 7012_RMT | 7012_RMT | 1 |  | 15142_HARDWARE
3361 | D HOOK SINGLE HOLE | 2858 | Material | 7017_NOS | 7017_NOS | 1 |  | 15142_HARDWARE
3362 | D HOOK TWO HOLE | 2858 | Material | 7017_NOS | 7017_NOS | 1 |  | 15142_HARDWARE
3363 | PVC RAWAL PLUG ROUND 25 X 4 MM | 2858 | Material | 7029_PKT. | 7029_PKT. | 1 |  | 15142_HARDWARE
3364 | PVC RAWAL PLUG ROUND 25 X 6 MM | 2858 | Material | 7029_PKT. | 7029_PKT. | 1 |  | 15142_HARDWARE
3365 | PVC RAWAL PLUG ROUND 32 X 6 MM | 2858 | Material | 7029_PKT. | 7029_PKT. | 1 |  | 15142_HARDWARE
3366 | PVC RAWAL PLUG ROUND 35 X 6 MM | 2858 | Material | 7029_PKT. | 7029_PKT. | 1 |  | 15142_HARDWARE
3367 | PVC RAWAL PLUG ROUND 38 X 6 MM | 2858 | Material | 7029_PKT. | 7029_PKT. | 1 |  | 15142_HARDWARE
3368 | PVC RAWAL PLUG ROUND 50 X 6 MM | 2858 | Material | 7029_PKT. | 7029_PKT. | 1 |  | 15142_HARDWARE
3369 | PVC RAWAL PLUG ROUND 25 X 8 MM | 2858 | Material | 7029_PKT. | 7029_PKT. | 1 |  | 15142_HARDWARE
3370 | PVC RAWAL PLUG ROUND 35 X 8 MM | 2858 | Material | 7029_PKT. | 7029_PKT. | 1 |  | 15142_HARDWARE
3371 | PVC RAWAL PLUG ROUND 50 X 8 MM | 2858 | Material | 7029_PKT. | 7029_PKT. | 1 |  | 15142_HARDWARE
3372 | PVC RAWAL PLUG ROUND 25 X 10 MM | 2858 | Material | 7029_PKT. | 7029_PKT. | 1 |  | 15142_HARDWARE
3373 | PVC RAWAL PLUG ROUND 35 X 10 MM | 2858 | Material | 7029_PKT. | 7029_PKT. | 1 |  | 15142_HARDWARE
3374 | PVC RAWAL PLUG ROUND 50 X 10 MM | 2858 | Material | 7029_PKT. | 7029_PKT. | 1 |  | 15142_HARDWARE
3375 | PVC RAWAL PLUG ROUND 50 X 12 MM | 2858 | Material | 7029_PKT. | 7029_PKT. | 1 |  | 15142_HARDWARE
3376 | PVC RAWAL PLUG ROUND 80 X 14 MM | 2858 | Material | 7029_PKT. | 7029_PKT. | 1 |  | 15142_HARDWARE
3377 | RAWAL PLUG ROUND 25 X 8 MM | 2858 | Material | 7029_PKT. | 7029_PKT. | 1 |  | 15142_HARDWARE
3378 | RAWAL PLUG ROUND 35 X 8 MM | 2858 | Material | 7029_PKT. | 7029_PKT. | 1 |  | 15142_HARDWARE
3379 | WIRE NAILS 1'' | 2858 | Material | 7006_KG. | 7006_KG. | 1 |  | 15142_HARDWARE
3380 | WIRE NAILS 1-1/2'' | 2858 | Material | 7006_KG. | 7006_KG. | 1 |  | 15142_HARDWARE
3381 | WIRE NAILS 2'' | 2858 | Material | 7006_KG. | 7006_KG. | 1 |  | 15142_HARDWARE
3382 | WIRE NAILS 2-1/2'' | 2858 | Material | 7006_KG. | 7006_KG. | 1 |  | 15142_HARDWARE
3383 | WIRE NAILS 3'' | 2858 | Material | 7006_KG. | 7006_KG. | 1 |  | 15142_HARDWARE
3384 | WIRE NAILS 4'' | 2858 | Material | 7006_KG. | 7006_KG. | 1 |  | 15142_HARDWARE
3385 | PLUMBING NAILS 1-1/2'' | 2858 | Material | 7006_KG. | 7006_KG. | 1 |  | 15142_HARDWARE
3386 | PLUMBING NAILS 2'' | 2858 | Material | 7006_KG. | 7006_KG. | 1 |  | 15142_HARDWARE
3387 | PLUMBING NAILS 2-1/2'' | 2858 | Material | 7006_KG. | 7006_KG. | 1 |  | 15142_HARDWARE
3388 | PLUMBING NAILS 3'' | 2858 | Material | 7006_KG. | 7006_KG. | 1 |  | 15142_HARDWARE
3389 | PLUMBING NAILS 4'' | 2858 | Material | 7006_KG. | 7006_KG. | 1 |  | 15142_HARDWARE
3390 | PANEL PIN 1/2" X 20-NO | 2858 | Material | 7006_KG. | 7006_KG. | 1 |  | 15142_HARDWARE
3391 | PANEL PIN 3/4" X 20-NO | 2858 | Material | 7006_KG. | 7006_KG. | 1 |  | 15142_HARDWARE
3392 | PANEL PIN 1" X 20-NO | 2858 | Material | 7006_KG. | 7006_KG. | 1 |  | 15142_HARDWARE
3393 | PANEL PIN 1/2" X 19-NO | 2858 | Material | 7006_KG. | 7006_KG. | 1 |  | 15142_HARDWARE
3394 | PANEL PIN 3/4" X 19-NO | 2858 | Material | 7006_KG. | 7006_KG. | 1 |  | 15142_HARDWARE
3395 | PANEL PIN 1" X 19-NO | 2858 | Material | 7006_KG. | 7006_KG. | 1 |  | 15142_HARDWARE
3396 | PANEL PIN 3/4" X 18-NO | 2858 | Material | 7006_KG. | 7006_KG. | 1 |  | 15142_HARDWARE
3397 | PANEL PIN 1" X 18-NO | 2858 | Material | 7006_KG. | 7006_KG. | 1 |  | 15142_HARDWARE
3398 | PANEL PIN 1-1/4" X 18-NO | 2858 | Material | 7006_KG. | 7006_KG. | 1 |  | 15142_HARDWARE
3399 | PANEL PIN 1/2" X 17-NO | 2858 | Material | 7006_KG. | 7006_KG. | 1 |  | 15142_HARDWARE
3400 | PANEL PIN 3/4" X 17-NO | 2858 | Material | 7006_KG. | 7006_KG. | 1 |  | 15142_HARDWARE
3401 | PANEL PIN 1" X 17-NO | 2858 | Material | 7006_KG. | 7006_KG. | 1 |  | 15142_HARDWARE
3402 | PANEL PIN 1-1/4" X 17-NO | 2858 | Material | 7006_KG. | 7006_KG. | 1 |  | 15142_HARDWARE
3403 | PANEL PIN 1-1/2" X 17-NO | 2858 | Material | 7006_KG. | 7006_KG. | 1 |  | 15142_HARDWARE
3404 | PANEL PIN 3/4" X 14-NO | 2858 | Material | 7006_KG. | 7006_KG. | 1 |  | 15142_HARDWARE
3405 | PANEL PIN 1" X 14-NO | 2858 | Material | 7006_KG. | 7006_KG. | 1 |  | 15142_HARDWARE
3406 | PANEL PIN 1-1/4" X 14-NO | 2858 | Material | 7006_KG. | 7006_KG. | 1 |  | 15142_HARDWARE
3407 | PANEL PIN 1-1/2" X 14-NO | 2858 | Material | 7006_KG. | 7006_KG. | 1 |  | 15142_HARDWARE
3408 | PANEL PIN 1-3/4" X 14-NO | 2858 | Material | 7006_KG. | 7006_KG. | 1 |  | 15142_HARDWARE
3409 | PANEL PIN 2" X 14-NO | 2858 | Material | 7006_KG. | 7006_KG. | 1 |  | 15142_HARDWARE
3410 | BROWN TAPE 1" | 2858 | Material | 7037_ROLL | 7037_ROLL | 1 |  | 15142_HARDWARE
3411 | BROWN TAPE 2" | 2858 | Material | 7037_ROLL | 7037_ROLL | 1 |  | 15142_HARDWARE
3412 | BROWN TAPE 3" | 2858 | Material | 7037_ROLL | 7037_ROLL | 1 |  | 15142_HARDWARE
3413 | VHB TAPE | 2858 | Material | 7017_NOS | 7017_NOS | 1 |  | 15142_HARDWARE
3414 | DOUBLE SIDED TAPE | 2858 | Material | 7017_NOS | 7017_NOS | 1 |  | 15142_HARDWARE
3415 | ABRO MASKING TAPE WIDTH 12 MM | 2858 | Material | 7017_NOS | 7017_NOS | 1 |  | 15142_HARDWARE
3416 | ABRO MASKING TAPE WIDTH 18 MM | 2858 | Material | 7017_NOS | 7017_NOS | 1 |  | 15142_HARDWARE
3417 | ABRO MASKING TAPE WIDTH 24 MM | 2858 | Material | 7017_NOS | 7017_NOS | 1 |  | 15142_HARDWARE
3418 | ABRO MASKING TAPE WIDTH 36 MM | 2858 | Material | 7017_NOS | 7017_NOS | 1 |  | 15142_HARDWARE
3419 | ABRO MASKING TAPE WIDTH 48 MM | 2858 | Material | 7017_NOS | 7017_NOS | 1 |  | 15142_HARDWARE
3420 | ABRO MASKING TAPE WIDTH 72 MM | 2858 | Material | 7017_NOS | 7017_NOS | 1 |  | 15142_HARDWARE
3421 | HOSE CLIP 1/4'' | 2858 | Material | 7017_NOS | 7017_NOS | 1 |  | 15142_HARDWARE
3422 | HOSE CLIP 1/2'' | 2858 | Material | 7017_NOS | 7017_NOS | 1 |  | 15142_HARDWARE
3423 | HOSE CLIP 3/4'' | 2858 | Material | 7017_NOS | 7017_NOS | 1 |  | 15142_HARDWARE
3424 | HOSE CLIP 1'' | 2858 | Material | 7017_NOS | 7017_NOS | 1 |  | 15142_HARDWARE
3425 | HOSE CLIP 1-1/4'' | 2858 | Material | 7017_NOS | 7017_NOS | 1 |  | 15142_HARDWARE
3426 | HOSE CLIP 1-1/2'' | 2858 | Material | 7017_NOS | 7017_NOS | 1 |  | 15142_HARDWARE
3427 | HOSE CLIP 2'' | 2858 | Material | 7017_NOS | 7017_NOS | 1 |  | 15142_HARDWARE
3428 | HOSE CLIP 2-1/2'' | 2858 | Material | 7017_NOS | 7017_NOS | 1 |  | 15142_HARDWARE
3429 | HOSE CLIP 3'' | 2858 | Material | 7017_NOS | 7017_NOS | 1 |  | 15142_HARDWARE
3430 | HOSE CLIP 4'' | 2858 | Material | 7017_NOS | 7017_NOS | 1 |  | 15142_HARDWARE
3431 | HOSE CLIP 6'' | 2858 | Material | 7017_NOS | 7017_NOS | 1 |  | 15142_HARDWARE
3432 | J HOOK 1/2'' | 2858 | Material | 7017_NOS | 7017_NOS | 1 |  | 15142_HARDWARE
3433 | J HOOK 3/4'' | 2858 | Material | 7017_NOS | 7017_NOS | 1 |  | 15142_HARDWARE
3434 | J HOOK 1'' | 2858 | Material | 7017_NOS | 7017_NOS | 1 |  | 15142_HARDWARE
3435 | J HOOK 1-1/4'' | 2858 | Material | 7017_NOS | 7017_NOS | 1 |  | 15142_HARDWARE
3436 | J HOOK 1-1/2'' | 2858 | Material | 7017_NOS | 7017_NOS | 1 |  | 15142_HARDWARE
3437 | J HOOK 2'' | 2858 | Material | 7017_NOS | 7017_NOS | 1 |  | 15142_HARDWARE
3438 | J HOOK 2-1/2'' | 2858 | Material | 7017_NOS | 7017_NOS | 1 |  | 15142_HARDWARE
3439 | J HOOK 3'' | 2858 | Material | 7017_NOS | 7017_NOS | 1 |  | 15142_HARDWARE
3440 | J HOOK 4'' | 2858 | Material | 7017_NOS | 7017_NOS | 1 |  | 15142_HARDWARE
3441 | J HOOK 6'' | 2858 | Material | 7017_NOS | 7017_NOS | 1 |  | 15142_HARDWARE
3442 | PUTTY PATRA 4" | 2858 | Material | 7017_NOS | 7017_NOS | 1 |  | 15142_HARDWARE
3443 | PUTTY PATRA 6" | 2858 | Material | 7017_NOS | 7017_NOS | 1 |  | 15142_HARDWARE
3444 | PUTTY PATRA 8" | 2858 | Material | 7017_NOS | 7017_NOS | 1 |  | 15142_HARDWARE
3445 | GRINDING WHEEL 4" | 2858 | Material | 7017_NOS | 7017_NOS | 1 |  | 15142_HARDWARE
3446 | GRINDING WHEEL 5" | 2858 | Material | 7017_NOS | 7017_NOS | 1 |  | 15142_HARDWARE
3447 | GRINDING WHEEL 6" | 2858 | Material | 7017_NOS | 7017_NOS | 1 |  | 15142_HARDWARE
3448 | GRINDING WHEEL 7" | 2858 | Material | 7017_NOS | 7017_NOS | 1 |  | 15142_HARDWARE
3449 | GRINDING WHEEL 8" | 2858 | Material | 7017_NOS | 7017_NOS | 1 |  | 15142_HARDWARE
3450 | METAL CUTTING BLADE 4" | 2858 | Material | 7017_NOS | 7017_NOS | 1 |  | 15142_HARDWARE
3451 | METAL CUTTING BLADE 5" | 2858 | Material | 7017_NOS | 7017_NOS | 1 |  | 15142_HARDWARE
3452 | METAL CUTTING BLADE 6" | 2858 | Material | 7017_NOS | 7017_NOS | 1 |  | 15142_HARDWARE
3453 | METAL CUTTING BLADE 7" | 2858 | Material | 7017_NOS | 7017_NOS | 1 |  | 15142_HARDWARE
3454 | METAL CUTTING BLADE 8" | 2858 | Material | 7017_NOS | 7017_NOS | 1 |  | 15142_HARDWARE
3455 | METAL CUTTING BLADE 14" | 2858 | Material | 7017_NOS | 7017_NOS | 1 |  | 15142_HARDWARE
3456 | WOOD CUTTING BLADE 6" | 2858 | Material | 7017_NOS | 7017_NOS | 1 |  | 15142_HARDWARE
3457 | WOOD CUTTING BLADE 7" | 2858 | Material | 7017_NOS | 7017_NOS | 1 |  | 15142_HARDWARE
3458 | WOOD CUTTING BLADE 8" | 2858 | Material | 7017_NOS | 7017_NOS | 1 |  | 15142_HARDWARE
3459 | DRILL BIT 4 MM | 2858 | Material | 7017_NOS | 7017_NOS | 1 |  | 15142_HARDWARE
3460 | DRILL BIT 5 MM | 2858 | Material | 7017_NOS | 7017_NOS | 1 |  | 15142_HARDWARE
3461 | DRILL BIT 6 MM | 2858 | Material | 7017_NOS | 7017_NOS | 1 |  | 15142_HARDWARE
3462 | DRILL BIT 8 MM | 2858 | Material | 7017_NOS | 7017_NOS | 1 |  | 15142_HARDWARE
3463 | DRILL BIT 10 MM | 2858 | Material | 7017_NOS | 7017_NOS | 1 |  | 15142_HARDWARE
3464 | DRILL BIT 12 MM | 2858 | Material | 7017_NOS | 7017_NOS | 1 |  | 15142_HARDWARE
3465 | DRILL BIT 16 MM | 2858 | Material | 7017_NOS | 7017_NOS | 1 |  | 15142_HARDWARE
3466 | DRILL BIT 20 MM | 2858 | Material | 7017_NOS | 7017_NOS | 1 |  | 15142_HARDWARE
3467 | DRILL BIT 25 MM | 2858 | Material | 7017_NOS | 7017_NOS | 1 |  | 15142_HARDWARE
3468 | DRILL BIT MS 2 MM | 2858 | Material | 7017_NOS | 7017_NOS | 1 |  | 15142_HARDWARE
3469 | DRILL BIT MS 4 MM | 2858 | Material | 7017_NOS | 7017_NOS | 1 |  | 15142_HARDWARE
3470 | DRILL BIT MS 5 MM | 2858 | Material | 7017_NOS | 7017_NOS | 1 |  | 15142_HARDWARE
3471 | DRILL BIT MS 6 MM | 2858 | Material | 7017_NOS | 7017_NOS | 1 |  | 15142_HARDWARE
3472 | DRILL BIT MS 8 MM | 2858 | Material | 7017_NOS | 7017_NOS | 1 |  | 15142_HARDWARE
3473 | DRILL BIT MS 10 MM | 2858 | Material | 7017_NOS | 7017_NOS | 1 |  | 15142_HARDWARE
3474 | DRILL BIT MS 12 MM | 2858 | Material | 7017_NOS | 7017_NOS | 1 |  | 15142_HARDWARE
3475 | DRILL BIT MS 16 MM | 2858 | Material | 7017_NOS | 7017_NOS | 1 |  | 15142_HARDWARE
3476 | DRILL BIT MS 20 MM | 2858 | Material | 7017_NOS | 7017_NOS | 1 |  | 15142_HARDWARE
3477 | DRILL BIT MS 25 MM | 2858 | Material | 7017_NOS | 7017_NOS | 1 |  | 15142_HARDWARE
3478 | DRILL BIT WOODEN MS 2 MM | 2858 | Material | 7017_NOS | 7017_NOS | 1 |  | 15142_HARDWARE
3479 | DRILL BIT WOODEN MS 4 MM | 2858 | Material | 7017_NOS | 7017_NOS | 1 |  | 15142_HARDWARE
3480 | DRILL BIT WOODEN MS 5 MM | 2858 | Material | 7017_NOS | 7017_NOS | 1 |  | 15142_HARDWARE
3481 | DRILL BIT WOODEN MS 6 MM | 2858 | Material | 7017_NOS | 7017_NOS | 1 |  | 15142_HARDWARE
3482 | DRILL BIT WOODEN MS 8 MM | 2858 | Material | 7017_NOS | 7017_NOS | 1 |  | 15142_HARDWARE
3483 | DRILL BIT WOODEN MS 10 MM | 2858 | Material | 7017_NOS | 7017_NOS | 1 |  | 15142_HARDWARE
3484 | DRILL BIT WOODEN MS 12 MM | 2858 | Material | 7017_NOS | 7017_NOS | 1 |  | 15142_HARDWARE
3485 | DRILL BIT WOODEN MS 16 MM | 2858 | Material | 7017_NOS | 7017_NOS | 1 |  | 15142_HARDWARE
3486 | DRILL BIT WOODEN MS 20 MM | 2858 | Material | 7017_NOS | 7017_NOS | 1 |  | 15142_HARDWARE
3487 | DRILL BIT WOODEN MS 25 MM | 2858 | Material | 7017_NOS | 7017_NOS | 1 |  | 15142_HARDWARE
3488 | DRILL BIT HAMMER 4 MM | 2858 | Material | 7017_NOS | 7017_NOS | 1 |  | 15142_HARDWARE
3489 | DRILL BIT HAMMER 5 MM | 2858 | Material | 7017_NOS | 7017_NOS | 1 |  | 15142_HARDWARE
3490 | DRILL BIT HAMMER 6 MM | 2858 | Material | 7017_NOS | 7017_NOS | 1 |  | 15142_HARDWARE
3491 | DRILL BIT HAMMER 8 MM | 2858 | Material | 7017_NOS | 7017_NOS | 1 |  | 15142_HARDWARE
3492 | DRILL BIT HAMMER 10 MM | 2858 | Material | 7017_NOS | 7017_NOS | 1 |  | 15142_HARDWARE
3493 | DRILL BIT HAMMER 12 MM | 2858 | Material | 7017_NOS | 7017_NOS | 1 |  | 15142_HARDWARE
3494 | DRILL BIT HAMMER 16 MM | 2858 | Material | 7017_NOS | 7017_NOS | 1 |  | 15142_HARDWARE
3495 | DRILL BIT HAMMER 20 MM | 2858 | Material | 7017_NOS | 7017_NOS | 1 |  | 15142_HARDWARE
3496 | DRILL BIT HAMMER 25 MM | 2858 | Material | 7017_NOS | 7017_NOS | 1 |  | 15142_HARDWARE
3497 | DRILL BIT CHISEL POINTED | 2858 | Material | 7017_NOS | 7017_NOS | 1 |  | 15142_HARDWARE
3498 | DRILL BIT CHISEL FLAT | 2858 | Material | 7017_NOS | 7017_NOS | 1 |  | 15142_HARDWARE
3499 | DRILL BIT HAMMER CHISEL POINTED | 2858 | Material | 7017_NOS | 7017_NOS | 1 |  | 15142_HARDWARE
3500 | DRILL BIT HAMMER CHISEL FLAT | 2858 | Material | 7017_NOS | 7017_NOS | 1 |  | 15142_HARDWARE
3501 | ALLEN KEY 1.5 MM | 2858 | Material | 7017_NOS | 7017_NOS | 1 |  | 15142_HARDWARE
3502 | ALLEN KEY 2 MM | 2858 | Material | 7017_NOS | 7017_NOS | 1 |  | 15142_HARDWARE
3503 | ALLEN KEY 2.5 MM | 2858 | Material | 7017_NOS | 7017_NOS | 1 |  | 15142_HARDWARE
3504 | ALLEN KEY 3 MM | 2858 | Material | 7017_NOS | 7017_NOS | 1 |  | 15142_HARDWARE
3505 | ALLEN KEY 4 MM | 2858 | Material | 7017_NOS | 7017_NOS | 1 |  | 15142_HARDWARE
3506 | ALLEN KEY 5 MM | 2858 | Material | 7017_NOS | 7017_NOS | 1 |  | 15142_HARDWARE
3507 | ALLEN KEY 6 MM | 2858 | Material | 7017_NOS | 7017_NOS | 1 |  | 15142_HARDWARE
3508 | ALLEN KEY 10 MM | 2858 | Material | 7017_NOS | 7017_NOS | 1 |  | 15142_HARDWARE
3509 | ALLEN KEY 12 MM | 2858 | Material | 7017_NOS | 7017_NOS | 1 |  | 15142_HARDWARE
3510 | HABAK | 2858 | Material | 7006_KG. | 7006_KG. | 1 |  | 15142_HARDWARE
3511 | LAMBI | 2858 | Material | 7006_KG. | 7006_KG. | 1 |  | 15142_HARDWARE
3512 | M-SEAL BLACK | 2858 | Material | 7006_KG. | 7006_KG. | 1 |  | 15142_HARDWARE
3513 | M-SEAL WHITE | 2858 | Material | 7006_KG. | 7006_KG. | 1 |  | 15142_HARDWARE
3514 | HOLDTITE | 2858 | Material | 7006_KG. | 7006_KG. | 1 |  | 15142_HARDWARE
3515 | BLACK JAPAN | 2858 | Material | 7022_LTR. | 7022_LTR. | 1 |  | 15142_HARDWARE
3516 | LINE DORI | 2858 | Material | 7020_BUNDLE | 7020_BUNDLE | 1 |  | 15142_HARDWARE
3517 | LIME FAKKI POWDER | 2858 | Material | 7006_KG. | 7006_KG. | 1 |  | 15142_HARDWARE
3518 | MS TRAY | 2858 | Material | 7017_NOS | 7017_NOS | 1 |  | 15142_HARDWARE
3519 | SILICON GUN | 2858 | Material | 7017_NOS | 7017_NOS | 1 |  | 15142_HARDWARE
3520 | PHAWDA | 2858 | Material | 7017_NOS | 7017_NOS | 1 |  | 15142_HARDWARE
3521 | TIKAU | 2858 | Material | 7017_NOS | 7017_NOS | 1 |  | 15142_HARDWARE
3522 | GHAMELA METAL | 2858 | Material | 7017_NOS | 7017_NOS | 1 |  | 15142_HARDWARE
3523 | GHAMELA PLASTIC | 2858 | Material | 7017_NOS | 7017_NOS | 1 |  | 15142_HARDWARE
3524 | CHISEL POINTED | 2858 | Material | 7017_NOS | 7017_NOS | 1 |  | 15142_HARDWARE
3525 | CHISEL FLAT | 2858 | Material | 7017_NOS | 7017_NOS | 1 |  | 15142_HARDWARE
3526 | RANDHA | 2858 | Material | 7017_NOS | 7017_NOS | 1 |  | 15142_HARDWARE
3527 | HAMMER | 2858 | Material | 7017_NOS | 7017_NOS | 1 |  | 15142_HARDWARE
3528 | GHAN | 2858 | Material | 7017_NOS | 7017_NOS | 1 |  | 15142_HARDWARE
3529 | WOODEN HANDLE FOR PHAWDA | 2858 | Material | 7017_NOS | 7017_NOS | 1 |  | 15142_HARDWARE
3530 | WOODEN HANDLE FOR TIKAU | 2858 | Material | 7017_NOS | 7017_NOS | 1 |  | 15142_HARDWARE
3531 | WOODEN HANDLE FOR HAMMER | 2858 | Material | 7017_NOS | 7017_NOS | 1 |  | 15142_HARDWARE
3532 | CROWBAR | 2858 | Material | 7017_NOS | 7017_NOS | 1 |  | 15142_HARDWARE
3533 | HACKSAW FRAME BIG | 2858 | Material | 7017_NOS | 7017_NOS | 1 |  | 15142_HARDWARE
3534 | HACKSAW FRAME SMALL | 2858 | Material | 7017_NOS | 7017_NOS | 1 |  | 15142_HARDWARE
3535 | HACKSAW BLADE 300 x 12.5 MM | 2858 | Material | 7017_NOS | 7017_NOS | 1 |  | 15142_HARDWARE
3536 | HACKSAW BLADE 300 x 25 MM | 2858 | Material | 7017_NOS | 7017_NOS | 1 |  | 15142_HARDWARE
3537 | HACKSAW BLADE 150 x 6 MM | 2858 | Material | 7017_NOS | 7017_NOS | 1 |  | 15142_HARDWARE
3538 | JUTE CLOTH | 2858 | Material | 7012_RMT | 7012_RMT | 1 |  | 15142_HARDWARE
3539 | TARPOLINE / TADPATRI | 2858 | Material | 7010_SQ.FT. | 7010_SQ.FT. | 1 |  | 15142_HARDWARE
3540 | PLASTIC BLACK | 2858 | Material | 7006_KG. | 7006_KG. | 1 |  | 15142_HARDWARE
3541 | NATURAL STONE | 0 | Group |  |  | 1
3542 | NS MARBLE WHITE | 3541 | Material | 7010_SQ.FT. | 7010_SQ.FT. | 1 |  | 15087_TILES AND STONES
3543 | NS MARBLE GREEN | 3541 | Material | 7010_SQ.FT. | 7010_SQ.FT. | 1 |  | 15087_TILES AND STONES
3544 | NS MARBLE DARK GREEN | 3541 | Material | 7010_SQ.FT. | 7010_SQ.FT. | 1 |  | 15087_TILES AND STONES
3545 | NS MARBLE INDIAN ONYX | 3541 | Material | 7010_SQ.FT. | 7010_SQ.FT. | 1 |  | 15087_TILES AND STONES
3546 | NS MARBLE FANTASY BROWN | 3541 | Material | 7010_SQ.FT. | 7010_SQ.FT. | 1 |  | 15087_TILES AND STONES
3547 | NS MARBLE GREY | 3541 | Material | 7010_SQ.FT. | 7010_SQ.FT. | 1 |  | 15087_TILES AND STONES
3548 | NS MARBLE BLACK | 3541 | Material | 7010_SQ.FT. | 7010_SQ.FT. | 1 |  | 15087_TILES AND STONES
3549 | NS MARBLE PINK | 3541 | Material | 7010_SQ.FT. | 7010_SQ.FT. | 1 |  | 15087_TILES AND STONES
3550 | NS MARBLE ANTIQUE RAINFOREST | 3541 | Material | 7010_SQ.FT. | 7010_SQ.FT. | 1 |  | 15087_TILES AND STONES
3551 | NS MARBLE TORRENTO MARBLE | 3541 | Material | 7010_SQ.FT. | 7010_SQ.FT. | 1 |  | 15087_TILES AND STONES
3552 | NS MARBLE JAISALMER | 3541 | Material | 7010_SQ.FT. | 7010_SQ.FT. | 1 |  | 15087_TILES AND STONES
3553 | NS MARBLE KATNI | 3541 | Material | 7010_SQ.FT. | 7010_SQ.FT. | 1 |  | 15087_TILES AND STONES
3554 | NS KOTA | 3541 | Material | 7010_SQ.FT. | 7010_SQ.FT. | 1 |  | 15087_TILES AND STONES
3555 | NS TANDUR | 3541 | Material | 7010_SQ.FT. | 7010_SQ.FT. | 1 |  | 15087_TILES AND STONES
3556 | NS SHAHABAD | 3541 | Material | 7010_SQ.FT. | 7010_SQ.FT. | 1 |  | 15087_TILES AND STONES
3557 | NS GRANITE BLACK | 3541 | Material | 7010_SQ.FT. | 7010_SQ.FT. | 1 |  | 15087_TILES AND STONES
3558 | NS GRANITE JET BLACK | 3541 | Material | 7010_SQ.FT. | 7010_SQ.FT. | 1 |  | 15087_TILES AND STONES
3559 | NS GRANITE RUBY RED | 3541 | Material | 7010_SQ.FT. | 7010_SQ.FT. | 1 |  | 15087_TILES AND STONES
3560 | NS GRANITE ANTIQUE BROWN | 3541 | Material | 7010_SQ.FT. | 7010_SQ.FT. | 1 |  | 15087_TILES AND STONES
3561 | NS GRANITE CHIKU PEARL | 3541 | Material | 7010_SQ.FT. | 7010_SQ.FT. | 1 |  | 15087_TILES AND STONES
3562 | NS GRANITE CHOCO BROWN | 3541 | Material | 7010_SQ.FT. | 7010_SQ.FT. | 1 |  | 15087_TILES AND STONES
3563 | NS GRANITE LABRADOR BLACK | 3541 | Material | 7010_SQ.FT. | 7010_SQ.FT. | 1 |  | 15087_TILES AND STONES
3564 | NS GRANITE LABRADOR BLUE | 3541 | Material | 7010_SQ.FT. | 7010_SQ.FT. | 1 |  | 15087_TILES AND STONES
3565 | NS GRANITE LABRADOR BROWN | 3541 | Material | 7010_SQ.FT. | 7010_SQ.FT. | 1 |  | 15087_TILES AND STONES
3566 | NS GRANITE LABRADOR ANTIQUE | 3541 | Material | 7010_SQ.FT. | 7010_SQ.FT. | 1 |  | 15087_TILES AND STONES
3567 | NS GRANITE STEEL GREY | 3541 | Material | 7010_SQ.FT. | 7010_SQ.FT. | 1 |  | 15087_TILES AND STONES
3568 | NS GRANITE LADY GREY | 3541 | Material | 7010_SQ.FT. | 7010_SQ.FT. | 1 |  | 15087_TILES AND STONES
3569 | NS GRANITE PARADISO | 3541 | Material | 7010_SQ.FT. | 7010_SQ.FT. | 1 |  | 15087_TILES AND STONES
3570 | NS GRANITE WHITE PEARL | 3541 | Material | 7010_SQ.FT. | 7010_SQ.FT. | 1 |  | 15087_TILES AND STONES
3571 | NS GRANITE BLUE PEARL | 3541 | Material | 7010_SQ.FT. | 7010_SQ.FT. | 1 |  | 15087_TILES AND STONES
3572 | NS GRANITE TAN BROWN | 3541 | Material | 7010_SQ.FT. | 7010_SQ.FT. | 1 |  | 15087_TILES AND STONES
3573 | NS GRANITE JIBLY | 3541 | Material | 7010_SQ.FT. | 7010_SQ.FT. | 1 |  | 15087_TILES AND STONES
3574 | NS KADAPPA SP | 3541 | Material | 7010_SQ.FT. | 7010_SQ.FT. | 1 |  | 15087_TILES AND STONES
3575 | NS KADAPPA DP | 3541 | Material | 7010_SQ.FT. | 7010_SQ.FT. | 1 |  | 15087_TILES AND STONES
3576 | NS-ITA MARBLE ALASKA WHITE | 3541 | Material | 7010_SQ.FT. | 7010_SQ.FT. | 1 |  | 15087_TILES AND STONES
3577 | NS-ITA MARBLE ANTIQUE BEIGE | 3541 | Material | 7010_SQ.FT. | 7010_SQ.FT. | 1 |  | 15087_TILES AND STONES
3578 | NS-ITA MARBLE ARMANI BROWN | 3541 | Material | 7010_SQ.FT. | 7010_SQ.FT. | 1 |  | 15087_TILES AND STONES
3579 | NS-ITA MARBLE AUSTRALIAN WHITE | 3541 | Material | 7010_SQ.FT. | 7010_SQ.FT. | 1 |  | 15087_TILES AND STONES
3580 | NS-ITA MARBLE BEIGE TRAVENTINO | 3541 | Material | 7010_SQ.FT. | 7010_SQ.FT. | 1 |  | 15087_TILES AND STONES
3581 | NS-ITA MARBLE BELGIUM BLACK POLISHED | 3541 | Material | 7010_SQ.FT. | 7010_SQ.FT. | 1 |  | 15087_TILES AND STONES
3582 | NS-ITA MARBLE BIANCO BEIGE | 3541 | Material | 7010_SQ.FT. | 7010_SQ.FT. | 1 |  | 15087_TILES AND STONES
3583 | NS-ITA MARBLE BIANCO ARMANI VENATO | 3541 | Material | 7010_SQ.FT. | 7010_SQ.FT. | 1 |  | 15087_TILES AND STONES
3584 | NS-ITA MARBLE BLACK MARQUINA | 3541 | Material | 7010_SQ.FT. | 7010_SQ.FT. | 1 |  | 15087_TILES AND STONES
3585 | NS-ITA MARBLE BONTACHINO PURICO | 3541 | Material | 7010_SQ.FT. | 7010_SQ.FT. | 1 |  | 15087_TILES AND STONES
3586 | NS-ITA MARBLE CREAMA FLURRY | 3541 | Material | 7010_SQ.FT. | 7010_SQ.FT. | 1 |  | 15087_TILES AND STONES
3587 | NS-ITA MARBLE CREMA MARPHIL | 3541 | Material | 7010_SQ.FT. | 7010_SQ.FT. | 1 |  | 15087_TILES AND STONES
3588 | NS-ITA MARBLE CREMA ESTRAMOS | 3541 | Material | 7010_SQ.FT. | 7010_SQ.FT. | 1 |  | 15087_TILES AND STONES
3589 | NS-ITA MARBLE DYNA | 3541 | Material | 7010_SQ.FT. | 7010_SQ.FT. | 1 |  | 15087_TILES AND STONES
3590 | NS-ITA MARBLE EMPERADOR LIGHT | 3541 | Material | 7010_SQ.FT. | 7010_SQ.FT. | 1 |  | 15087_TILES AND STONES
3591 | NS-ITA MARBLE EMPERADOR DARK | 3541 | Material | 7010_SQ.FT. | 7010_SQ.FT. | 1 |  | 15087_TILES AND STONES
3592 | NS-ITA MARBLE EMPRESS LIGHT | 3541 | Material | 7010_SQ.FT. | 7010_SQ.FT. | 1 |  | 15087_TILES AND STONES
3593 | NS-ITA MARBLE IRISH BROWN | 3541 | Material | 7010_SQ.FT. | 7010_SQ.FT. | 1 |  | 15087_TILES AND STONES
3594 | NS-ITA MARBLE LASA WHITE | 3541 | Material | 7010_SQ.FT. | 7010_SQ.FT. | 1 |  | 15087_TILES AND STONES
3595 | NS-ITA MARBLE MAGIK | 3541 | Material | 7010_SQ.FT. | 7010_SQ.FT. | 1 |  | 15087_TILES AND STONES
3596 | NS-ITA MARBLE MYSTIC NOIR | 3541 | Material | 7010_SQ.FT. | 7010_SQ.FT. | 1 |  | 15087_TILES AND STONES
3597 | NS-ITA MARBLE OROBICO GREY | 3541 | Material | 7010_SQ.FT. | 7010_SQ.FT. | 1 |  | 15087_TILES AND STONES
3598 | NS-ITA MARBLE SANDWAVE BEIGE | 3541 | Material | 7010_SQ.FT. | 7010_SQ.FT. | 1 |  | 15087_TILES AND STONES
3599 | NS-ITA MARBLE SPANISH CREMA | 3541 | Material | 7010_SQ.FT. | 7010_SQ.FT. | 1 |  | 15087_TILES AND STONES
3600 | NS-ITA MARBLE SAINT LAURENT | 3541 | Material | 7010_SQ.FT. | 7010_SQ.FT. | 1 |  | 15087_TILES AND STONES
3601 | NS-ITA MARBLE SILVER CHIANTI | 3541 | Material | 7010_SQ.FT. | 7010_SQ.FT. | 1 |  | 15087_TILES AND STONES
3602 | NS-ITA MARBLE STATUARIO WHITE | 3541 | Material | 7010_SQ.FT. | 7010_SQ.FT. | 1 |  | 15087_TILES AND STONES
3603 | NS-ITA MARBLE TRIVENTINO | 3541 | Material | 7010_SQ.FT. | 7010_SQ.FT. | 1 |  | 15087_TILES AND STONES
3604 | NS-ITA MARBLE VINATINO CARRARA | 3541 | Material | 7010_SQ.FT. | 7010_SQ.FT. | 1 |  | 15087_TILES AND STONES
3605 | NS-ITA MARBLE TRAVERTINE MOCHE | 3541 | Material | 7010_SQ.FT. | 7010_SQ.FT. | 1 |  | 15087_TILES AND STONES
3606 | NS-ITA MARBLE TRIVENTINO MOSSES | 3541 | Material | 7010_SQ.FT. | 7010_SQ.FT. | 1 |  | 15087_TILES AND STONES
3607 | NS-ITA MARBLE TOBACCO BROWN | 3541 | Material | 7010_SQ.FT. | 7010_SQ.FT. | 1 |  | 15087_TILES AND STONES
3608 | PAINT | 0 | Group |  |  | 1
3609 | RED OXIDE | 3608 | Material | 7022_LTR. | 7022_LTR. | 1 |  | 15088_PAINTING
3610 | YELLOW OXIDE | 3608 | Material | 7022_LTR. | 7022_LTR. | 1 |  | 15088_PAINTING
3611 | PRIMER INTERNAL | 3608 | Material | 7022_LTR. | 7022_LTR. | 1 |  | 15088_PAINTING
3612 | PRIMER EXTERNAL | 3608 | Material | 7022_LTR. | 7022_LTR. | 1 |  | 15088_PAINTING
3613 | PAINT DISTEMPER | 3608 | Material | 7022_LTR. | 7022_LTR. | 1 |  | 15088_PAINTING
3614 | PAINT CEMENT | 3608 | Material | 7006_KG. | 7006_KG. | 1 |  | 15088_PAINTING
3615 | PAINT OBD | 3608 | Material | 7006_KG. | 7006_KG. | 1 |  | 15088_PAINTING
3616 | PAINT OIL | 3608 | Material | 7022_LTR. | 7022_LTR. | 1 |  | 15088_PAINTING
3617 | PAINT LUSTER OIL BASE | 3608 | Material | 7022_LTR. | 7022_LTR. | 1 |  | 15088_PAINTING
3618 | PAINT LUSTER WATER BASE | 3608 | Material | 7022_LTR. | 7022_LTR. | 1 |  | 15088_PAINTING
3619 | PAINT ENAMEL | 3608 | Material | 7022_LTR. | 7022_LTR. | 1 |  | 15088_PAINTING
3620 | PAINT EMULSION | 3608 | Material | 7022_LTR. | 7022_LTR. | 1 |  | 15088_PAINTING
3621 | PAINT EXTERIOR SEMI ACRYLIC | 3608 | Material | 7022_LTR. | 7022_LTR. | 1 |  | 15088_PAINTING
3622 | PAINT EXTERIOR 100% ACRYLIC | 3608 | Material | 7022_LTR. | 7022_LTR. | 1 |  | 15088_PAINTING
3623 | PAINT BITUMINOUS | 3608 | Material | 7022_LTR. | 7022_LTR. | 1 |  | 15088_PAINTING
3624 | PAINT ANTI-CORROSIVE | 3608 | Material | 7022_LTR. | 7022_LTR. | 1 |  | 15088_PAINTING
3625 | PAINT ANTI FUNGAL | 3608 | Material | 7022_LTR. | 7022_LTR. | 1 |  | 15088_PAINTING
3626 | PAINT EPOXY | 3608 | Material | 7022_LTR. | 7022_LTR. | 1 |  | 15088_PAINTING
3627 | PAINT INTERIOR TEXTURE | 3608 | Material | 7006_KG. | 7006_KG. | 1 |  | 15088_PAINTING
3628 | WATER PAPER 80 NO | 3608 | Material | 7017_NOS | 7017_NOS | 1 |  | 15088_PAINTING
3629 | WATER PAPER 100 NO | 3608 | Material | 7017_NOS | 7017_NOS | 1 |  | 15088_PAINTING
3630 | WATER PAPER 120 NO | 3608 | Material | 7017_NOS | 7017_NOS | 1 |  | 15088_PAINTING
3631 | WATER PAPER 150 NO | 3608 | Material | 7017_NOS | 7017_NOS | 1 |  | 15088_PAINTING
3632 | WATER PAPER 180 NO | 3608 | Material | 7017_NOS | 7017_NOS | 1 |  | 15088_PAINTING
3633 | WATER PAPER 220 NO | 3608 | Material | 7017_NOS | 7017_NOS | 1 |  | 15088_PAINTING
3634 | WATER PAPER 320 NO | 3608 | Material | 7017_NOS | 7017_NOS | 1 |  | 15088_PAINTING
3635 | WATER PAPER 400 NO | 3608 | Material | 7017_NOS | 7017_NOS | 1 |  | 15088_PAINTING
3636 | MULTI CUT PAPER 50 NO | 3608 | Material | 7017_NOS | 7017_NOS | 1 |  | 15088_PAINTING
3637 | MULTI CUT PAPER 60 NO | 3608 | Material | 7017_NOS | 7017_NOS | 1 |  | 15088_PAINTING
3638 | MULTI CUT PAPER 80 NO | 3608 | Material | 7017_NOS | 7017_NOS | 1 |  | 15088_PAINTING
3639 | MULTI CUT PAPER 100 NO | 3608 | Material | 7017_NOS | 7017_NOS | 1 |  | 15088_PAINTING
3640 | MULTI CUT PAPER 120 NO | 3608 | Material | 7017_NOS | 7017_NOS | 1 |  | 15088_PAINTING
3641 | MULTI CUT PAPER 150 NO | 3608 | Material | 7017_NOS | 7017_NOS | 1 |  | 15088_PAINTING
3642 | MULTI CUT PAPER 180 NO | 3608 | Material | 7017_NOS | 7017_NOS | 1 |  | 15088_PAINTING
3643 | PAINTING BRUSH 1" | 3608 | Material | 7017_NOS | 7017_NOS | 1 |  | 15088_PAINTING
3644 | PAINTING BRUSH 2" | 3608 | Material | 7017_NOS | 7017_NOS | 1 |  | 15088_PAINTING
3645 | PAINTING BRUSH 3" | 3608 | Material | 7017_NOS | 7017_NOS | 1 |  | 15088_PAINTING
3646 | PAINTING BRUSH 4" | 3608 | Material | 7017_NOS | 7017_NOS | 1 |  | 15088_PAINTING
3647 | PAINTING BRUSH 5" | 3608 | Material | 7017_NOS | 7017_NOS | 1 |  | 15088_PAINTING
3648 | ROLLER BRUSH 6" | 3608 | Material | 7017_NOS | 7017_NOS | 1 |  | 15088_PAINTING
3649 | ROLLER BRUSH 9" | 3608 | Material | 7017_NOS | 7017_NOS | 1 |  | 15088_PAINTING
3650 | TURPENTINE | 3608 | Material | 7022_LTR. | 7022_LTR. | 1 |  | 15088_PAINTING
3651 | THINNER | 3608 | Material | 7022_LTR. | 7022_LTR. | 1 |  | 15088_PAINTING
3652 | NC THINNER | 3608 | Material | 7022_LTR. | 7022_LTR. | 1 |  | 15088_PAINTING
3653 | LINSEED OIL | 3608 | Material | 7022_LTR. | 7022_LTR. | 1 |  | 15088_PAINTING
3654 | WHITING | 3608 | Material | 7006_KG. | 7006_KG. | 1 |  | 15088_PAINTING
3655 | CRACK SEAL | 3608 | Material | 7006_KG. | 7006_KG. | 1 |  | 15088_PAINTING
3656 | PAINT LAMBI | 3608 | Material | 7006_KG. | 7006_KG. | 1 |  | 15088_PAINTING
3657 | PUTTY ACRYLIC | 3608 | Material | 7006_KG. | 7006_KG. | 1 |  | 15088_PAINTING
3658 | POP 1ST QUALITY | 3608 | Material | 7006_KG. | 7006_KG. | 1 |  | 15088_PAINTING

## MasterDetails
Unit_List | MCat1_List | MCat2_List | MCat3_List | TaxScheme_List | Item Type
| 15075_Steel | 15076_Steel 16 mm |  | 634_C+SGST 5% I/P RD | Group
| 15078_CEMENT | 15077_Steel 20 mm |  | 635_C+SGST 12% I/P RD | Material
| 15080_EARTH FILLING MATERIAL | 15079_OPC 43 grade |  | 636_C+SGST 18% I/P RD
| 15081_CHEMICALS AND ADHESIVE | 15092_Metal 10mm |  | 637_C+SGST 28% I/P RD
| 15082_AGGREGATE | 15093_Metal 20 mm |  | 638_C+SGST 5% O/P RD
| 15083_SHUTTERING MATERIAL | 15094_Crushed Sand |  | 639_C+SGST 12% O/P RD
| 15084_Site Mobilization | 15095_Crushed Sand Plaster |  | 640_C+SGST 18% O/P RD
| 15085_PLUMBING | 15096_Steel 8 mm |  | 641_C+SGST 28% O/P RD
| 15087_TILES AND STONES | 15097_Steel 10mm |  | 647_C+SGST 1% O/P RD
| 15088_PAINTING | 15098_Steel 12mm |  | 649_Non GST
| 15089_DOORS | 15099_Steel 25 mm
| 15090_Windows | 15100_Binding Wire
| 15091_SAFETY MATERIALS | 15101_Red Bricks 4 inch
15103_REINFORCEMENT STEEL
15104_RMC
15105_RCC COVER BLOCK
15106_BRICKS/BLOCKS
15107_PLASTER
15108_FABRICATION MS
15109_FABRICATION SS
15110_FABRICATION ALUMINIUM
15111_ELECTRICAL CONDUIT
15112_ELECTRICAL WIRE
15113_ELECTRICAL LT CABLES
15114_ELECTRICAL SWITCH & SOCKET
15115_ELECTRICAL SWITCHGEAR
15116_ELECTRICAL CABLE TRAY
15117_ELECTRICAL ACCESSORIES
15118_PLUMBING PPR
15119_PLUMBING CPVC
15120_PLUMBING SWR O-RING
15121_PLUMBING SWR PASTED
15122_PLUMBING ACCESSORIES
15123_PLUMBING UPVC
15124_PLUMBING HDPE
15142_HARDWARE