## MaterialLibraryDetails
Material_SrNo | Material_Name | Parent_SrNo | Item_type | Unit_Commercial | Unit_Technical | Conversion_Factor | Transport_Charges | MCat1_Id | MCat2_Id | MCat3_Id | Price_Basic | Tax_Scheme_Id | Specification
1 | AGGREGATE | 0 | Group |  |  | 1 | 0
2 | METAL 10 MM | 1 | Material | 7757_CU.MTR. | 7757_CU.MTR. | 1 | 0 | 15082_AGGREGATE |  |  | 2750
3 | METAL 20 MM | 1 | Material | 7757_CU.MTR. | 7757_CU.MTR. | 1 | 0 | 15082_AGGREGATE |  |  | 2750
4 | METAL 40 MM | 1 | Material | 7757_CU.MTR. | 7757_CU.MTR. | 1 | 0 | 15082_AGGREGATE |  |  | 2750
5 | CRUSHED SAND | 1 | Material | 7757_CU.MTR. | 7757_CU.MTR. | 1 | 0 | 15082_AGGREGATE |  |  | 4250
6 | CRUSHED SAND - WASHED | 1 | Material | 7757_CU.MTR. | 7757_CU.MTR. | 1 | 0 | 15082_AGGREGATE |  |  | 4250
7 | CRUSHED SAND - PLASTER | 1 | Material | 7757_CU.MTR. | 7757_CU.MTR. | 1 | 0 | 15082_AGGREGATE |  |  | 4250
8 | RIVER SAND | 1 | Material | 7757_CU.MTR. | 7757_CU.MTR. | 1 | 0 | 15082_AGGREGATE
9 | RIVER SAND COARSE (CHAL) | 1 | Material | 7757_CU.MTR. | 7757_CU.MTR. | 1 | 0 | 15082_AGGREGATE
10 | SEA SAND | 1 | Material | 7757_CU.MTR. | 7757_CU.MTR. | 1 | 0 | 15082_AGGREGATE
11 | PEBBLE STONE | 1 | Material | 7768_KG. | 7768_KG. | 1 | 0 | 15082_AGGREGATE
12 | GRIT - 6 MM | 1 | Material | 7757_CU.MTR. | 7757_CU.MTR. | 1 | 0 | 15082_AGGREGATE
13 | RUBBLE 150 MM | 1 | Material | 7757_CU.MTR. | 7757_CU.MTR. | 1 | 0 | 15082_AGGREGATE |  |  | 1600
14 | RUBBLE 230 MM | 1 | Material | 7757_CU.MTR. | 7757_CU.MTR. | 1 | 0 | 15082_AGGREGATE |  |  | 1600
15 | RUBBLE - HATHFOD | 1 | Material | 7757_CU.MTR. | 7757_CU.MTR. | 1 | 0 | 15082_AGGREGATE |  |  | 1600
16 | EARTH FILLING MATERIAL | 0 | Group
17 | DUBBER | 16 | Material | 7757_CU.MTR. | 7757_CU.MTR. | 1 | 0 | 15080_EARTH FILLING MATERIAL |  |  | 1600
18 | MURUM | 16 | Material | 7757_CU.MTR. | 7757_CU.MTR. | 1 | 0 | 15080_EARTH FILLING MATERIAL |  |  | 650
19 | SOIL | 16 | Material | 7757_CU.MTR. | 7757_CU.MTR. | 1 | 0 | 15080_EARTH FILLING MATERIAL
20 | RABBIT | 16 | Material | 7757_CU.MTR. | 7757_CU.MTR. | 1 | 0 | 15080_EARTH FILLING MATERIAL
21 | CEMENT | 0 | Group
22 | CEMENT OPC 43 GRADE | 21 | Material | 7768_KG. | 7768_KG. | 1 | 0 | 15078_CEMENT |  |  | 270
23 | CEMENT OPC 53 GRADE | 21 | Material | 7768_KG. | 7768_KG. | 1 | 0 | 15078_CEMENT |  |  | 280
24 | CEMENT PPC | 21 | Material | 7768_KG. | 7768_KG. | 1 | 0 | 15078_CEMENT |  |  | 260
25 | WHITE CEMENT | 21 | Material | 7768_KG. | 7768_KG. | 1 | 0 | 15078_CEMENT
26 | FLY ASH | 21 | Material | 7768_KG. | 7768_KG. | 1 | 0 | 15078_CEMENT
27 | GGBS | 21 | Material | 7768_KG. | 7768_KG. | 1 | 0 | 15078_CEMENT
28 | REINFORCEMENT STEEL | 0 | Group
29 | MILD STEEL 6 MM | 28 | Material | 7768_KG. | 7768_KG. | 1 | 0 | 15103_REINFORCEMENT STEEL |  |  | 57
30 | TOR STEEL 6 MM | 28 | Material | 7768_KG. | 7768_KG. | 1 | 0 | 15103_REINFORCEMENT STEEL |  |  | 59
31 | TOR STEEL 8 MM | 28 | Material | 7768_KG. | 7768_KG. | 1 | 0 | 15103_REINFORCEMENT STEEL |  |  | 59
32 | TOR STEEL 10 MM | 28 | Material | 7768_KG. | 7768_KG. | 1 | 0 | 15103_REINFORCEMENT STEEL |  |  | 58
33 | TOR STEEL 12 MM | 28 | Material | 7768_KG. | 7768_KG. | 1 | 0 | 15103_REINFORCEMENT STEEL |  |  | 58
34 | TOR STEEL 16 MM | 28 | Material | 7768_KG. | 7768_KG. | 1 | 0 | 15103_REINFORCEMENT STEEL |  |  | 58
35 | TOR STEEL 20 MM | 28 | Material | 7768_KG. | 7768_KG. | 1 | 0 | 15103_REINFORCEMENT STEEL |  |  | 58
36 | TOR STEEL 25 MM | 28 | Material | 7768_KG. | 7768_KG. | 1 | 0 | 15103_REINFORCEMENT STEEL |  |  | 60
37 | TOR STEEL 32 MM | 28 | Material | 7768_KG. | 7768_KG. | 1 | 0 | 15103_REINFORCEMENT STEEL |  |  | 60
38 | BINDING WIRE MS | 28 | Material | 7768_KG. | 7768_KG. | 1 | 0 | 15103_REINFORCEMENT STEEL |  |  | 80
39 | REBAR THRD COUPLER 12 MM | 28 | Material | 7778_NOS | 7778_NOS | 1 | 0 | 15103_REINFORCEMENT STEEL
40 | REBAR THRD COUPLER 16 MM | 28 | Material | 7778_NOS | 7778_NOS | 1 | 0 | 15103_REINFORCEMENT STEEL
41 | REBAR THRD COUPLER 20 MM | 28 | Material | 7778_NOS | 7778_NOS | 1 | 0 | 15103_REINFORCEMENT STEEL
42 | REBAR THRD COUPLER 25 MM | 28 | Material | 7778_NOS | 7778_NOS | 1 | 0 | 15103_REINFORCEMENT STEEL
43 | REBAR THRD COUPLER 32 MM | 28 | Material | 7778_NOS | 7778_NOS | 1 | 0 | 15103_REINFORCEMENT STEEL
44 | REBAR THRD COUPLER 50 MM | 28 | Material | 7778_NOS | 7778_NOS | 1 | 0 | 15103_REINFORCEMENT STEEL
45 | REBAR THRD REDR COUPLER 20 MM X 16 MM | 28 | Material | 7778_NOS | 7778_NOS | 1 | 0 | 15103_REINFORCEMENT STEEL
46 | REBAR THRD REDR COUPLER 25 MM X 20 MM | 28 | Material | 7778_NOS | 7778_NOS | 1 | 0 | 15103_REINFORCEMENT STEEL
47 | REBAR THRD REDR COUPLER 25 MM X 16 MM | 28 | Material | 7778_NOS | 7778_NOS | 1 | 0 | 15103_REINFORCEMENT STEEL
48 | REBAR THRD REDR COUPLER 32 MM X 20 MM | 28 | Material | 7778_NOS | 7778_NOS | 1 | 0 | 15103_REINFORCEMENT STEEL
49 | REBAR THRD REDR COUPLER 32 MM X 25 MM | 28 | Material | 7778_NOS | 7778_NOS | 1 | 0 | 15103_REINFORCEMENT STEEL
50 | RMC | 0 | Group
51 | RMC M 10 | 50 | Material | 7757_CU.MTR. | 7757_CU.MTR. | 1 | 0 | 15104_RMC
52 | RMC M 15 | 50 | Material | 7757_CU.MTR. | 7757_CU.MTR. | 1 | 0 | 15104_RMC
53 | RMC M 20 | 50 | Material | 7757_CU.MTR. | 7757_CU.MTR. | 1 | 0 | 15104_RMC
54 | RMC M 25 | 50 | Material | 7757_CU.MTR. | 7757_CU.MTR. | 1 | 0 | 15104_RMC
55 | RMC M 30 | 50 | Material | 7757_CU.MTR. | 7757_CU.MTR. | 1 | 0 | 15104_RMC
56 | RMC M 35 | 50 | Material | 7757_CU.MTR. | 7757_CU.MTR. | 1 | 0 | 15104_RMC
57 | RMC M 40 | 50 | Material | 7757_CU.MTR. | 7757_CU.MTR. | 1 | 0 | 15104_RMC
58 | RMC M 50 | 50 | Material | 7757_CU.MTR. | 7757_CU.MTR. | 1 | 0 | 15104_RMC
59 | RCC COVER BLOCK | 0 | Group
60 | CONCRETE COVER BLOCK SINGLE CHAIR 12 MM | 59 | Material | 7778_NOS | 7778_NOS | 1 | 0 | 15105_RCC COVER BLOCK |  |  | 1.2
61 | CONCRETE COVER BLOCK SINGLE CHAIR 15 MM | 59 | Material | 7778_NOS | 7778_NOS | 1 | 0 | 15105_RCC COVER BLOCK |  |  | 1.2
62 | CONCRETE COVER BLOCK SINGLE CHAIR 30 MM. | 59 | Material | 7778_NOS | 7778_NOS | 1 | 0 | 15105_RCC COVER BLOCK |  |  | 1.2
63 | CONCRETE COVER BLOCK SINGLE CHAIR 30 MM | 59 | Material | 7778_NOS | 7778_NOS | 1 | 0 | 15105_RCC COVER BLOCK |  |  | 1.2
64 | CONCRETE COVER BLOCK SINGLE CHAIR 40 MM | 59 | Material | 7778_NOS | 7778_NOS | 1 | 0 | 15105_RCC COVER BLOCK |  |  | 1.2
65 | CONCRETE COVER BLOCK SINGLE CHAIR 50 MM. | 59 | Material | 7778_NOS | 7778_NOS | 1 | 0 | 15105_RCC COVER BLOCK |  |  | 1.2
66 | CONCRETE COVER BLOCK SINGLE CHAIR 75 MM | 59 | Material | 7778_NOS | 7778_NOS | 1 | 0 | 15105_RCC COVER BLOCK |  |  | 1.2
67 | CONCRETE COVER BLOCK SINGLE CHAIR 25 MM | 59 | Material | 7778_NOS | 7778_NOS | 1 | 0 | 15105_RCC COVER BLOCK |  |  | 1.2
68 | CONCRETE COVER BLOCK SINGLE CHAIR 40 MM. | 59 | Material | 7778_NOS | 7778_NOS | 1 | 0 | 15105_RCC COVER BLOCK |  |  | 1.2
69 | CONCRETE COVER BLOCK SINGLE CHAIR 50 | 59 | Material | 7778_NOS | 7778_NOS | 1 | 0 | 15105_RCC COVER BLOCK |  |  | 1.2
70 | CONCRETE COVER BLOCK SINGLE CHAIR 25 MM. | 59 | Material | 7778_NOS | 7778_NOS | 1 | 0 | 15105_RCC COVER BLOCK |  |  | 1.2
71 | CONCRETE COVER BLOCK SINGLE CHAIR 40 | 59 | Material | 7778_NOS | 7778_NOS | 1 | 0 | 15105_RCC COVER BLOCK |  |  | 1.2
72 | CONCRETE COVER BLOCK SINGLE CHAIR 50 MM | 59 | Material | 7778_NOS | 7778_NOS | 1 | 0 | 15105_RCC COVER BLOCK |  |  | 1.2
73 | CONCRETE COVER BLOCK ROUND 20 MM | 59 | Material | 7778_NOS | 7778_NOS | 1 | 0 | 15105_RCC COVER BLOCK |  |  | 1.2
74 | CONCRETE COVER BLOCK ROUND 25 MM | 59 | Material | 7778_NOS | 7778_NOS | 1 | 0 | 15105_RCC COVER BLOCK |  |  | 1.2
75 | CONCRETE COVER BLOCK ROUND 30 MM | 59 | Material | 7778_NOS | 7778_NOS | 1 | 0 | 15105_RCC COVER BLOCK |  |  | 1.2
76 | CONCRETE COVER BLOCK ROUND 35 MM | 59 | Material | 7778_NOS | 7778_NOS | 1 | 0 | 15105_RCC COVER BLOCK |  |  | 1.2
77 | CONCRETE COVER BLOCK ROUND 40 MM | 59 | Material | 7778_NOS | 7778_NOS | 1 | 0 | 15105_RCC COVER BLOCK |  |  | 1.2
78 | CONCRETE COVER BLOCK ROUND 50 MM | 59 | Material | 7778_NOS | 7778_NOS | 1 | 0 | 15105_RCC COVER BLOCK |  |  | 1.2
79 | CONCRETE COVER BLOCK ROUND 60 MM | 59 | Material | 7778_NOS | 7778_NOS | 1 | 0 | 15105_RCC COVER BLOCK |  |  | 1.2
80 | CONCRETE COVER BLOCK ROUND 75 MM | 59 | Material | 7778_NOS | 7778_NOS | 1 | 0 | 15105_RCC COVER BLOCK |  |  | 1.2
81 | CONCRETE COVER BLOCK ROUND 100 MM | 59 | Material | 7778_NOS | 7778_NOS | 1 | 0 | 15105_RCC COVER BLOCK |  |  | 1.2
82 | CONCRETE COVER BLOCK MULTI 20-25 MM | 59 | Material | 7778_NOS | 7778_NOS | 1 | 0 | 15105_RCC COVER BLOCK |  |  | 1.2
83 | CONCRETE COVER BLOCK MULTI 20-25 (M) MM | 59 | Material | 7778_NOS | 7778_NOS | 1 | 0 | 15105_RCC COVER BLOCK |  |  | 1.2
84 | CONCRETE COVER BLOCK MULTI 20-25X40-50 MM | 59 | Material | 7778_NOS | 7778_NOS | 1 | 0 | 15105_RCC COVER BLOCK |  |  | 1.2
85 | CONCRETE COVER BLOCK MULTI 20-25X30-40 MM | 59 | Material | 7778_NOS | 7778_NOS | 1 | 0 | 15105_RCC COVER BLOCK |  |  | 1.2
86 | CONCRETE COVER BLOCK MULTI 30X35X40 MM | 59 | Material | 7778_NOS | 7778_NOS | 1 | 0 | 15105_RCC COVER BLOCK |  |  | 1.2
87 | BRICKS/BLOCKS | 0 | Group
88 | RED BRICKS 100 MM | 87 | Material | 7778_NOS | 7778_NOS | 1 | 0 | 15106_BRICKS/BLOCKS |  |  | 7.25
89 | RED BRICKS 150 MM | 87 | Material | 7778_NOS | 7778_NOS | 1 | 0 | 15106_BRICKS/BLOCKS
90 | FLY ASH BRICKS 100 MM | 87 | Material | 7778_NOS | 7778_NOS | 1 | 0 | 15106_BRICKS/BLOCKS
91 | FLY ASH BRICKS 150 MM | 87 | Material | 7778_NOS | 7778_NOS | 1 | 0 | 15106_BRICKS/BLOCKS
92 | CONCRETE BLOCK 200 X 100 X 400 MM | 87 | Material | 7778_NOS | 7778_NOS | 1 | 0 | 15106_BRICKS/BLOCKS
93 | CONCRETE BLOCK 200 X 150 X 400 MM | 87 | Material | 7778_NOS | 7778_NOS | 1 | 0 | 15106_BRICKS/BLOCKS
94 | AAC BLOCK 100 X 200 X 600 MM | 87 | Material | 7778_NOS | 7778_NOS | 1 | 0 | 15106_BRICKS/BLOCKS
95 | AAC BLOCK 125 X 200 X 600 MM | 87 | Material | 7778_NOS | 7778_NOS | 1 | 0 | 15106_BRICKS/BLOCKS
96 | AAC BLOCK 150 X 200 X 600 MM | 87 | Material | 7778_NOS | 7778_NOS | 1 | 0 | 15106_BRICKS/BLOCKS
97 | AAC BLOCK 200 X 200 X 600 MM | 87 | Material | 7778_NOS | 7778_NOS | 1 | 0 | 15106_BRICKS/BLOCKS
98 | AAC BLOCK 100 X 250 X 625 MM | 87 | Material | 7778_NOS | 7778_NOS | 1 | 0 | 15106_BRICKS/BLOCKS
99 | AAC BLOCK 125 X 250 X 625 MM | 87 | Material | 7778_NOS | 7778_NOS | 1 | 0 | 15106_BRICKS/BLOCKS
100 | AAC BLOCK 150 X 250 X 625 MM | 87 | Material | 7778_NOS | 7778_NOS | 1 | 0 | 15106_BRICKS/BLOCKS
101 | AAC BLOCK 200 X 250 X 625 MM | 87 | Material | 7778_NOS | 7778_NOS | 1 | 0 | 15106_BRICKS/BLOCKS
102 | AAC BLOCK FIXING ADHESIVE | 87 | Material | 7778_NOS | 7778_NOS | 1 | 0 | 15106_BRICKS/BLOCKS
103 | RED BRICK BROKEN | 87 | Material | 7778_NOS | 7778_NOS | 1 | 0 | 15106_BRICKS/BLOCKS
104 | AAC BLOCK BROKEN | 87 | Material | 7778_NOS | 7778_NOS | 1 | 0 | 15106_BRICKS/BLOCKS
105 | CHEMICALS AND ADHESIVE | 0 | Group
106 | PLASTICIZER | 105 | Material | 7774_LTR | 7774_LTR | 1 | 0 | 15081_CHEMICALS AND ADHESIVE
107 | CONCRETE ADHESIVE | 105 | Material | 7774_LTR | 7774_LTR | 1 | 0 | 15081_CHEMICALS AND ADHESIVE
108 | PLASTER ADHESIVE | 105 | Material | 7774_LTR | 7774_LTR | 1 | 0 | 15081_CHEMICALS AND ADHESIVE
109 | PLASTER ADHESIVE FIBER | 105 | Material | 7774_LTR | 7774_LTR | 1 | 0 | 15081_CHEMICALS AND ADHESIVE
110 | PLASTER | 0 | Group
111 | GYPSUM | 110 | Material | 7768_KG. | 7768_KG. | 1 | 0 | 15107_PLASTER
112 | GYPBOND | 110 | Material | 7768_KG. | 7768_KG. | 1 | 0 | 15107_PLASTER
113 | STUCCO | 110 | Material | 7768_KG. | 7768_KG. | 1 | 0 | 15107_PLASTER
114 | SANLA | 110 | Material | 7768_KG. | 7768_KG. | 1 | 0 | 15107_PLASTER
115 | COARSE PUTTY | 110 | Material | 7768_KG. | 7768_KG. | 1 | 0 | 15107_PLASTER
116 | FINE PUTTY | 110 | Material | 7768_KG. | 7768_KG. | 1 | 0 | 15107_PLASTER
117 | WATERPROOF PUTTY | 110 | Material | 7768_KG. | 7768_KG. | 1 | 0 | 15107_PLASTER
118 | TEXTURE PLASTER | 110 | Material | 7768_KG. | 7768_KG. | 1 | 0 | 15107_PLASTER
119 | PREMIX PLASTER | 110 | Material | 7768_KG. | 7768_KG. | 1 | 0 | 15107_PLASTER
120 | FABRICATION MS | 0 | Group
121 | MS FLAT PATTI 12 X 3 MM | 120 | Material | 7768_KG. | 7768_KG. | 1 | 0 | 15108_FABRICATION MS
122 | MS FLAT PATTI 12 X 5 MM | 120 | Material | 7768_KG. | 7768_KG. | 1 | 0 | 15108_FABRICATION MS
123 | MS FLAT PATTI 18 X 4 MM | 120 | Material | 7768_KG. | 7768_KG. | 1 | 0 | 15108_FABRICATION MS
124 | MS FLAT PATTI 20 X 3 MM | 120 | Material | 7768_KG. | 7768_KG. | 1 | 0 | 15108_FABRICATION MS
125 | MS FLAT PATTI 20 X 5 MM | 120 | Material | 7768_KG. | 7768_KG. | 1 | 0 | 15108_FABRICATION MS
126 | MS FLAT PATTI 20 X 6 MM | 120 | Material | 7768_KG. | 7768_KG. | 1 | 0 | 15108_FABRICATION MS
127 | MS FLAT PATTI 25 X 3 MM | 120 | Material | 7768_KG. | 7768_KG. | 1 | 0 | 15108_FABRICATION MS
128 | MS FLAT PATTI 25 X 5 MM | 120 | Material | 7768_KG. | 7768_KG. | 1 | 0 | 15108_FABRICATION MS
129 | MS FLAT PATTI 25 X 6 MM | 120 | Material | 7768_KG. | 7768_KG. | 1 | 0 | 15108_FABRICATION MS
130 | MS FLAT PATTI 25 X 8 MM | 120 | Material | 7768_KG. | 7768_KG. | 1 | 0 | 15108_FABRICATION MS
131 | MS FLAT PATTI 25 X 10 MM | 120 | Material | 7768_KG. | 7768_KG. | 1 | 0 | 15108_FABRICATION MS
132 | MS FLAT PATTI 25 X 12 MM | 120 | Material | 7768_KG. | 7768_KG. | 1 | 0 | 15108_FABRICATION MS
133 | MS FLAT PATTI 32 X 3 MM | 120 | Material | 7768_KG. | 7768_KG. | 1 | 0 | 15108_FABRICATION MS
134 | MS FLAT PATTI 32 X 5 MM | 120 | Material | 7768_KG. | 7768_KG. | 1 | 0 | 15108_FABRICATION MS
135 | MS FLAT PATTI 32 X 6 MM | 120 | Material | 7768_KG. | 7768_KG. | 1 | 0 | 15108_FABRICATION MS
136 | MS FLAT PATTI 32 X 8 MM | 120 | Material | 7768_KG. | 7768_KG. | 1 | 0 | 15108_FABRICATION MS
137 | MS FLAT PATTI 32 X 10 MM | 120 | Material | 7768_KG. | 7768_KG. | 1 | 0 | 15108_FABRICATION MS
138 | MS FLAT PATTI 32 X 12 MM | 120 | Material | 7768_KG. | 7768_KG. | 1 | 0 | 15108_FABRICATION MS
139 | MS FLAT PATTI 32 X 16 MM | 120 | Material | 7768_KG. | 7768_KG. | 1 | 0 | 15108_FABRICATION MS
140 | MS FLAT PATTI 40 X 3 MM | 120 | Material | 7768_KG. | 7768_KG. | 1 | 0 | 15108_FABRICATION MS
141 | MS FLAT PATTI 40 X 5 MM | 120 | Material | 7768_KG. | 7768_KG. | 1 | 0 | 15108_FABRICATION MS
142 | MS FLAT PATTI 40 X 6 MM | 120 | Material | 7768_KG. | 7768_KG. | 1 | 0 | 15108_FABRICATION MS
143 | MS FLAT PATTI 40 X 8 MM | 120 | Material | 7768_KG. | 7768_KG. | 1 | 0 | 15108_FABRICATION MS
144 | MS FLAT PATTI 40 X 10 MM | 120 | Material | 7768_KG. | 7768_KG. | 1 | 0 | 15108_FABRICATION MS
145 | MS FLAT PATTI 40 X 12 MM | 120 | Material | 7768_KG. | 7768_KG. | 1 | 0 | 15108_FABRICATION MS
146 | MS FLAT PATTI 40 X 16 MM | 120 | Material | 7768_KG. | 7768_KG. | 1 | 0 | 15108_FABRICATION MS
147 | MS FLAT PATTI 40 X 20 MM | 120 | Material | 7768_KG. | 7768_KG. | 1 | 0 | 15108_FABRICATION MS
148 | MS FLAT PATTI 40 X 25 MM | 120 | Material | 7768_KG. | 7768_KG. | 1 | 0 | 15108_FABRICATION MS
149 | MS FLAT PATTI 40 X 32 MM | 120 | Material | 7768_KG. | 7768_KG. | 1 | 0 | 15108_FABRICATION MS
150 | MS FLAT PATTI 50 X 3 MM | 120 | Material | 7768_KG. | 7768_KG. | 1 | 0 | 15108_FABRICATION MS
151 | MS FLAT PATTI 50 X 5 MM | 120 | Material | 7768_KG. | 7768_KG. | 1 | 0 | 15108_FABRICATION MS
152 | MS FLAT PATTI 50 X 6 MM | 120 | Material | 7768_KG. | 7768_KG. | 1 | 0 | 15108_FABRICATION MS
153 | MS FLAT PATTI 50 X 8 MM | 120 | Material | 7768_KG. | 7768_KG. | 1 | 0 | 15108_FABRICATION MS
154 | MS FLAT PATTI 50 X 10 MM | 120 | Material | 7768_KG. | 7768_KG. | 1 | 0 | 15108_FABRICATION MS
155 | MS FLAT PATTI 50 X 12 MM | 120 | Material | 7768_KG. | 7768_KG. | 1 | 0 | 15108_FABRICATION MS
156 | MS FLAT PATTI 50 X 16 MM | 120 | Material | 7768_KG. | 7768_KG. | 1 | 0 | 15108_FABRICATION MS
157 | MS FLAT PATTI 50 X 20 MM | 120 | Material | 7768_KG. | 7768_KG. | 1 | 0 | 15108_FABRICATION MS
158 | MS FLAT PATTI 50 X 25 MM | 120 | Material | 7768_KG. | 7768_KG. | 1 | 0 | 15108_FABRICATION MS
159 | MS FLAT PATTI 50 X 40 MM | 120 | Material | 7768_KG. | 7768_KG. | 1 | 0 | 15108_FABRICATION MS
160 | MS FLAT PATTI 65 X 6 MM | 120 | Material | 7768_KG. | 7768_KG. | 1 | 0 | 15108_FABRICATION MS
161 | MS FLAT PATTI 65 X 8 MM | 120 | Material | 7768_KG. | 7768_KG. | 1 | 0 | 15108_FABRICATION MS
162 | MS FLAT PATTI 65 X 10 MM | 120 | Material | 7768_KG. | 7768_KG. | 1 | 0 | 15108_FABRICATION MS
163 | MS FLAT PATTI 65 X 12 MM | 120 | Material | 7768_KG. | 7768_KG. | 1 | 0 | 15108_FABRICATION MS
164 | MS FLAT PATTI 65 X 16 MM | 120 | Material | 7768_KG. | 7768_KG. | 1 | 0 | 15108_FABRICATION MS
165 | MS FLAT PATTI 65 X 20 MM | 120 | Material | 7768_KG. | 7768_KG. | 1 | 0 | 15108_FABRICATION MS
166 | MS FLAT PATTI 65 X 25 MM | 120 | Material | 7768_KG. | 7768_KG. | 1 | 0 | 15108_FABRICATION MS
167 | MS FLAT PATTI 65 X 40 MM | 120 | Material | 7768_KG. | 7768_KG. | 1 | 0 | 15108_FABRICATION MS
168 | MS FLAT PATTI 75 X 6 MM | 120 | Material | 7768_KG. | 7768_KG. | 1 | 0 | 15108_FABRICATION MS
169 | MS FLAT PATTI 75 X 8 MM | 120 | Material | 7768_KG. | 7768_KG. | 1 | 0 | 15108_FABRICATION MS
170 | MS FLAT PATTI 75 X 10 MM | 120 | Material | 7768_KG. | 7768_KG. | 1 | 0 | 15108_FABRICATION MS
171 | MS FLAT PATTI 75 X 12 MM | 120 | Material | 7768_KG. | 7768_KG. | 1 | 0 | 15108_FABRICATION MS
172 | MS FLAT PATTI 75 X 16 MM | 120 | Material | 7768_KG. | 7768_KG. | 1 | 0 | 15108_FABRICATION MS
173 | MS FLAT PATTI 75 X 20 MM | 120 | Material | 7768_KG. | 7768_KG. | 1 | 0 | 15108_FABRICATION MS
174 | MS FLAT PATTI 75 X 25 MM | 120 | Material | 7768_KG. | 7768_KG. | 1 | 0 | 15108_FABRICATION MS
175 | MS FLAT PATTI 75 X 40 MM | 120 | Material | 7768_KG. | 7768_KG. | 1 | 0 | 15108_FABRICATION MS
176 | MS FLAT PATTI 100 X 6 MM | 120 | Material | 7768_KG. | 7768_KG. | 1 | 0 | 15108_FABRICATION MS
177 | MS FLAT PATTI 100 X 8 MM | 120 | Material | 7768_KG. | 7768_KG. | 1 | 0 | 15108_FABRICATION MS
178 | MS FLAT PATTI 100 X 10 MM | 120 | Material | 7768_KG. | 7768_KG. | 1 | 0 | 15108_FABRICATION MS
179 | MS FLAT PATTI 100 X 12 MM | 120 | Material | 7768_KG. | 7768_KG. | 1 | 0 | 15108_FABRICATION MS
180 | MS FLAT PATTI 100 X 16 MM | 120 | Material | 7768_KG. | 7768_KG. | 1 | 0 | 15108_FABRICATION MS
181 | MS FLAT PATTI 100 X 20 MM | 120 | Material | 7768_KG. | 7768_KG. | 1 | 0 | 15108_FABRICATION MS
182 | MS FLAT PATTI 100 X 25 MM | 120 | Material | 7768_KG. | 7768_KG. | 1 | 0 | 15108_FABRICATION MS
183 | MS FLAT PATTI 100 X 32 MM | 120 | Material | 7768_KG. | 7768_KG. | 1 | 0 | 15108_FABRICATION MS
184 | MS FLAT PATTI 100 X 40 MM | 120 | Material | 7768_KG. | 7768_KG. | 1 | 0 | 15108_FABRICATION MS
185 | MS FLAT PATTI 125 X 6 MM | 120 | Material | 7768_KG. | 7768_KG. | 1 | 0 | 15108_FABRICATION MS
186 | MS FLAT PATTI 125 X 8 MM | 120 | Material | 7768_KG. | 7768_KG. | 1 | 0 | 15108_FABRICATION MS
187 | MS FLAT PATTI 125 X 10 MM | 120 | Material | 7768_KG. | 7768_KG. | 1 | 0 | 15108_FABRICATION MS
188 | MS FLAT PATTI 125 X 12 MM | 120 | Material | 7768_KG. | 7768_KG. | 1 | 0 | 15108_FABRICATION MS
189 | MS FLAT PATTI 125 X 16 MM | 120 | Material | 7768_KG. | 7768_KG. | 1 | 0 | 15108_FABRICATION MS
190 | MS FLAT PATTI 125 X 20 MM | 120 | Material | 7768_KG. | 7768_KG. | 1 | 0 | 15108_FABRICATION MS
191 | MS FLAT PATTI 125 X 25 MM | 120 | Material | 7768_KG. | 7768_KG. | 1 | 0 | 15108_FABRICATION MS
192 | MS FLAT PATTI 125 X 32 MM | 120 | Material | 7768_KG. | 7768_KG. | 1 | 0 | 15108_FABRICATION MS
193 | MS FLAT PATTI 150 X 6 MM | 120 | Material | 7768_KG. | 7768_KG. | 1 | 0 | 15108_FABRICATION MS
194 | MS FLAT PATTI 150 X 8 MM | 120 | Material | 7768_KG. | 7768_KG. | 1 | 0 | 15108_FABRICATION MS
195 | MS FLAT PATTI 150 X 10 MM | 120 | Material | 7768_KG. | 7768_KG. | 1 | 0 | 15108_FABRICATION MS
196 | MS FLAT PATTI 150 X 12 MM | 120 | Material | 7768_KG. | 7768_KG. | 1 | 0 | 15108_FABRICATION MS
197 | MS FLAT PATTI 150 X 16 MM | 120 | Material | 7768_KG. | 7768_KG. | 1 | 0 | 15108_FABRICATION MS
198 | MS FLAT PATTI 150 X 20 MM | 120 | Material | 7768_KG. | 7768_KG. | 1 | 0 | 15108_FABRICATION MS
199 | MS FLAT PATTI 150 X 25 MM | 120 | Material | 7768_KG. | 7768_KG. | 1 | 0 | 15108_FABRICATION MS
200 | MS FLAT PATTI 150 X 32 MM | 120 | Material | 7768_KG. | 7768_KG. | 1 | 0 | 15108_FABRICATION MS
201 | MS FLAT PATTI 150 X 40 MM | 120 | Material | 7768_KG. | 7768_KG. | 1 | 0 | 15108_FABRICATION MS
202 | MS FLAT PATTI 200 X 6 MM | 120 | Material | 7768_KG. | 7768_KG. | 1 | 0 | 15108_FABRICATION MS
203 | MS FLAT PATTI 200 X 8 MM | 120 | Material | 7768_KG. | 7768_KG. | 1 | 0 | 15108_FABRICATION MS
204 | MS FLAT PATTI 200 X 10 MM | 120 | Material | 7768_KG. | 7768_KG. | 1 | 0 | 15108_FABRICATION MS
205 | MS FLAT PATTI 200 X 12 MM | 120 | Material | 7768_KG. | 7768_KG. | 1 | 0 | 15108_FABRICATION MS
206 | MS FLAT PATTI 200 X 16 MM | 120 | Material | 7768_KG. | 7768_KG. | 1 | 0 | 15108_FABRICATION MS
207 | MS FLAT PATTI 200 X 20 MM | 120 | Material | 7768_KG. | 7768_KG. | 1 | 0 | 15108_FABRICATION MS
208 | MS FLAT PATTI 200 X 25 MM | 120 | Material | 7768_KG. | 7768_KG. | 1 | 0 | 15108_FABRICATION MS
209 | MS FLAT PATTI 250 X 6 MM | 120 | Material | 7768_KG. | 7768_KG. | 1 | 0 | 15108_FABRICATION MS
210 | MS FLAT PATTI 250 X 8 MM | 120 | Material | 7768_KG. | 7768_KG. | 1 | 0 | 15108_FABRICATION MS
211 | MS FLAT PATTI 250 X 10 MM | 120 | Material | 7768_KG. | 7768_KG. | 1 | 0 | 15108_FABRICATION MS
212 | MS FLAT PATTI 250 X 12 MM | 120 | Material | 7768_KG. | 7768_KG. | 1 | 0 | 15108_FABRICATION MS
213 | MS FLAT PATTI 250 X 16 MM | 120 | Material | 7768_KG. | 7768_KG. | 1 | 0 | 15108_FABRICATION MS
214 | MS FLAT PATTI 250 X 20 MM | 120 | Material | 7768_KG. | 7768_KG. | 1 | 0 | 15108_FABRICATION MS
215 | MS FLAT PATTI 250 X 25 MM | 120 | Material | 7768_KG. | 7768_KG. | 1 | 0 | 15108_FABRICATION MS
216 | MS FLAT PATTI 300 X 6 MM | 120 | Material | 7768_KG. | 7768_KG. | 1 | 0 | 15108_FABRICATION MS
217 | MS FLAT PATTI 300 X 8 MM | 120 | Material | 7768_KG. | 7768_KG. | 1 | 0 | 15108_FABRICATION MS
218 | MS FLAT PATTI 300 X 10 MM | 120 | Material | 7768_KG. | 7768_KG. | 1 | 0 | 15108_FABRICATION MS
219 | MS FLAT PATTI 300 X 12 MM | 120 | Material | 7768_KG. | 7768_KG. | 1 | 0 | 15108_FABRICATION MS
220 | MS FLAT PATTI 300 X 16 MM | 120 | Material | 7768_KG. | 7768_KG. | 1 | 0 | 15108_FABRICATION MS
221 | MS FLAT PATTI 300 X 20 MM | 120 | Material | 7768_KG. | 7768_KG. | 1 | 0 | 15108_FABRICATION MS
222 | MS FLAT PATTI 300 X 25 MM | 120 | Material | 7768_KG. | 7768_KG. | 1 | 0 | 15108_FABRICATION MS
223 | MS ANGLE 20 X 20 X 3 MM | 120 | Material | 7768_KG. | 7768_KG. | 1 | 0 | 15108_FABRICATION MS
224 | MS ANGLE 20 X 20 X 4 MM | 120 | Material | 7768_KG. | 7768_KG. | 1 | 0 | 15108_FABRICATION MS
225 | MS ANGLE 25 X 25 X 2 MM | 120 | Material | 7768_KG. | 7768_KG. | 1 | 0 | 15108_FABRICATION MS
226 | MS ANGLE 25 X 25 X 3 MM | 120 | Material | 7768_KG. | 7768_KG. | 1 | 0 | 15108_FABRICATION MS
227 | MS ANGLE 25 X 25 X 4 MM | 120 | Material | 7768_KG. | 7768_KG. | 1 | 0 | 15108_FABRICATION MS
228 | MS ANGLE 25 X 25 X 5 MM | 120 | Material | 7768_KG. | 7768_KG. | 1 | 0 | 15108_FABRICATION MS
229 | MS ANGLE 30 X 30 X 3 MM | 120 | Material | 7768_KG. | 7768_KG. | 1 | 0 | 15108_FABRICATION MS
230 | MS ANGLE 30 X 30 X 4 MM | 120 | Material | 7768_KG. | 7768_KG. | 1 | 0 | 15108_FABRICATION MS
231 | MS ANGLE 30 X 30 X 5 MM | 120 | Material | 7768_KG. | 7768_KG. | 1 | 0 | 15108_FABRICATION MS
232 | MS ANGLE 35 X 35 X 3 MM | 120 | Material | 7768_KG. | 7768_KG. | 1 | 0 | 15108_FABRICATION MS
233 | MS ANGLE 35 X 35 X 4 MM | 120 | Material | 7768_KG. | 7768_KG. | 1 | 0 | 15108_FABRICATION MS
234 | MS ANGLE 35 X 35 X 5 MM | 120 | Material | 7768_KG. | 7768_KG. | 1 | 0 | 15108_FABRICATION MS
235 | MS ANGLE 35 X 35 X 6 MM | 120 | Material | 7768_KG. | 7768_KG. | 1 | 0 | 15108_FABRICATION MS
236 | MS ANGLE 37 X 37 X 3 MM | 120 | Material | 7768_KG. | 7768_KG. | 1 | 0 | 15108_FABRICATION MS
237 | MS ANGLE 40 X 40 X 3 MM | 120 | Material | 7768_KG. | 7768_KG. | 1 | 0 | 15108_FABRICATION MS
238 | MS ANGLE 40 X 40 X 4 MM | 120 | Material | 7768_KG. | 7768_KG. | 1 | 0 | 15108_FABRICATION MS
239 | MS ANGLE 40 X 40 X 5 MM | 120 | Material | 7768_KG. | 7768_KG. | 1 | 0 | 15108_FABRICATION MS
240 | MS ANGLE 40 X 40 X 6 MM | 120 | Material | 7768_KG. | 7768_KG. | 1 | 0 | 15108_FABRICATION MS
241 | MS ANGLE 50 X 50 X 3 MM | 120 | Material | 7768_KG. | 7768_KG. | 1 | 0 | 15108_FABRICATION MS
242 | MS ANGLE 50 X 50 X 4 MM | 120 | Material | 7768_KG. | 7768_KG. | 1 | 0 | 15108_FABRICATION MS
243 | MS ANGLE 50 X 50 X 5 MM | 120 | Material | 7768_KG. | 7768_KG. | 1 | 0 | 15108_FABRICATION MS
244 | MS ANGLE 50 X 50 X 6 MM | 120 | Material | 7768_KG. | 7768_KG. | 1 | 0 | 15108_FABRICATION MS
245 | MS ANGLE 60 X 60 X 5 MM | 120 | Material | 7768_KG. | 7768_KG. | 1 | 0 | 15108_FABRICATION MS
246 | MS ANGLE 60 X 60 X 6 MM | 120 | Material | 7768_KG. | 7768_KG. | 1 | 0 | 15108_FABRICATION MS
247 | MS ANGLE 60 X 60 X 8 MM | 120 | Material | 7768_KG. | 7768_KG. | 1 | 0 | 15108_FABRICATION MS
248 | MS ANGLE 60 X 60 X 10 MM | 120 | Material | 7768_KG. | 7768_KG. | 1 | 0 | 15108_FABRICATION MS
249 | MS ANGLE 65 X 65 X 5 MM | 120 | Material | 7768_KG. | 7768_KG. | 1 | 0 | 15108_FABRICATION MS
250 | MS ANGLE 65 X 65 X 6 MM | 120 | Material | 7768_KG. | 7768_KG. | 1 | 0 | 15108_FABRICATION MS
251 | MS ANGLE 65 X 65 X 8 MM | 120 | Material | 7768_KG. | 7768_KG. | 1 | 0 | 15108_FABRICATION MS
252 | MS ANGLE 65 X 65 X 10 MM | 120 | Material | 7768_KG. | 7768_KG. | 1 | 0 | 15108_FABRICATION MS
253 | MS ANGLE 75 X 75 X 5 MM | 120 | Material | 7768_KG. | 7768_KG. | 1 | 0 | 15108_FABRICATION MS
254 | MS ANGLE 75 X 75 X 6 MM | 120 | Material | 7768_KG. | 7768_KG. | 1 | 0 | 15108_FABRICATION MS
255 | MS ANGLE 75 X 75 X 8 MM | 120 | Material | 7768_KG. | 7768_KG. | 1 | 0 | 15108_FABRICATION MS
256 | MS ANGLE 75 X 75 X 10 MM | 120 | Material | 7768_KG. | 7768_KG. | 1 | 0 | 15108_FABRICATION MS
257 | MS ANGLE 80 X 80 X 6 MM | 120 | Material | 7768_KG. | 7768_KG. | 1 | 0 | 15108_FABRICATION MS
258 | MS ANGLE 80 X 80 X 8 MM | 120 | Material | 7768_KG. | 7768_KG. | 1 | 0 | 15108_FABRICATION MS
259 | MS ANGLE 80 X 80 X 10 MM | 120 | Material | 7768_KG. | 7768_KG. | 1 | 0 | 15108_FABRICATION MS
260 | MS ANGLE 80 X 80 X 12 MM | 120 | Material | 7768_KG. | 7768_KG. | 1 | 0 | 15108_FABRICATION MS
261 | MS ANGLE 90 X 90 X 6 MM | 120 | Material | 7768_KG. | 7768_KG. | 1 | 0 | 15108_FABRICATION MS
262 | MS ANGLE 90 X 90 X 8 MM | 120 | Material | 7768_KG. | 7768_KG. | 1 | 0 | 15108_FABRICATION MS
263 | MS ANGLE 90 X 90 X 10 MM | 120 | Material | 7768_KG. | 7768_KG. | 1 | 0 | 15108_FABRICATION MS
264 | MS ANGLE 100 X 100 X 6 MM | 120 | Material | 7768_KG. | 7768_KG. | 1 | 0 | 15108_FABRICATION MS
265 | MS ANGLE 100 X 100 X 8 MM | 120 | Material | 7768_KG. | 7768_KG. | 1 | 0 | 15108_FABRICATION MS
266 | MS ANGLE 100 X 100 X 10 MM | 120 | Material | 7768_KG. | 7768_KG. | 1 | 0 | 15108_FABRICATION MS
267 | MS ANGLE 100 X 100 X 12 MM | 120 | Material | 7768_KG. | 7768_KG. | 1 | 0 | 15108_FABRICATION MS
268 | MS ANGLE 110 X 110 X 8 MM | 120 | Material | 7768_KG. | 7768_KG. | 1 | 0 | 15108_FABRICATION MS
269 | MS ANGLE 110 X 110 X 10 MM | 120 | Material | 7768_KG. | 7768_KG. | 1 | 0 | 15108_FABRICATION MS
270 | MS ANGLE 110 X 110 X 12 MM | 120 | Material | 7768_KG. | 7768_KG. | 1 | 0 | 15108_FABRICATION MS
271 | MS ANGLE 130 X 130 X 8 MM | 120 | Material | 7768_KG. | 7768_KG. | 1 | 0 | 15108_FABRICATION MS
272 | MS ANGLE 130 X 130 X 10 MM | 120 | Material | 7768_KG. | 7768_KG. | 1 | 0 | 15108_FABRICATION MS
273 | MS ANGLE 130 X 130 X 12 MM | 120 | Material | 7768_KG. | 7768_KG. | 1 | 0 | 15108_FABRICATION MS
274 | MS ANGLE 150 X 150 X 10 MM | 120 | Material | 7768_KG. | 7768_KG. | 1 | 0 | 15108_FABRICATION MS
275 | MS ANGLE 150 X 150 X 12 MM | 120 | Material | 7768_KG. | 7768_KG. | 1 | 0 | 15108_FABRICATION MS
276 | MS ANGLE 150 X 150 X 16 MM | 120 | Material | 7768_KG. | 7768_KG. | 1 | 0 | 15108_FABRICATION MS
277 | MS ANGLE 150 X 150 X 20 MM | 120 | Material | 7768_KG. | 7768_KG. | 1 | 0 | 15108_FABRICATION MS
278 | MS ANGLE 200 X 200 X 12 MM | 120 | Material | 7768_KG. | 7768_KG. | 1 | 0 | 15108_FABRICATION MS
279 | MS ANGLE 200 X 200 X 16 MM | 120 | Material | 7768_KG. | 7768_KG. | 1 | 0 | 15108_FABRICATION MS
280 | MS ANGLE 200 X 200 X 20 MM | 120 | Material | 7768_KG. | 7768_KG. | 1 | 0 | 15108_FABRICATION MS
281 | MS SOLID ROUND BAR 6 MM | 120 | Material | 7768_KG. | 7768_KG. | 1 | 0 | 15108_FABRICATION MS
282 | MS SOLID ROUND BAR 8 MM | 120 | Material | 7768_KG. | 7768_KG. | 1 | 0 | 15108_FABRICATION MS
283 | MS SOLID ROUND BAR 10 MM | 120 | Material | 7768_KG. | 7768_KG. | 1 | 0 | 15108_FABRICATION MS
284 | MS SOLID ROUND BAR 12 MM | 120 | Material | 7768_KG. | 7768_KG. | 1 | 0 | 15108_FABRICATION MS
285 | MS SOLID ROUND BAR 16 MM | 120 | Material | 7768_KG. | 7768_KG. | 1 | 0 | 15108_FABRICATION MS
286 | MS SOLID ROUND BAR 20 MM | 120 | Material | 7768_KG. | 7768_KG. | 1 | 0 | 15108_FABRICATION MS
287 | MS SOLID ROUND BAR 25 MM | 120 | Material | 7768_KG. | 7768_KG. | 1 | 0 | 15108_FABRICATION MS
288 | MS SOLID ROUND BAR 32 MM | 120 | Material | 7768_KG. | 7768_KG. | 1 | 0 | 15108_FABRICATION MS
289 | MS SOLID ROUND BAR 36 MM | 120 | Material | 7768_KG. | 7768_KG. | 1 | 0 | 15108_FABRICATION MS
290 | MS SOLID ROUND BAR 40 MM | 120 | Material | 7768_KG. | 7768_KG. | 1 | 0 | 15108_FABRICATION MS
291 | MS SOLID ROUND BAR 45 MM | 120 | Material | 7768_KG. | 7768_KG. | 1 | 0 | 15108_FABRICATION MS
292 | MS SOLID ROUND BAR 50 MM | 120 | Material | 7768_KG. | 7768_KG. | 1 | 0 | 15108_FABRICATION MS
293 | MS SOLID ROUND BAR 53 MM | 120 | Material | 7768_KG. | 7768_KG. | 1 | 0 | 15108_FABRICATION MS
294 | MS SOLID ROUND BAR 56 MM | 120 | Material | 7768_KG. | 7768_KG. | 1 | 0 | 15108_FABRICATION MS
295 | MS SOLID ROUND BAR 60 MM | 120 | Material | 7768_KG. | 7768_KG. | 1 | 0 | 15108_FABRICATION MS
296 | MS SOLID ROUND BAR 63 MM | 120 | Material | 7768_KG. | 7768_KG. | 1 | 0 | 15108_FABRICATION MS
297 | MS SOLID ROUND BAR 70 MM | 120 | Material | 7768_KG. | 7768_KG. | 1 | 0 | 15108_FABRICATION MS
298 | MS SOLID ROUND BAR 75 MM | 120 | Material | 7768_KG. | 7768_KG. | 1 | 0 | 15108_FABRICATION MS
299 | MS SOLID ROUND BAR 80 MM | 120 | Material | 7768_KG. | 7768_KG. | 1 | 0 | 15108_FABRICATION MS
300 | MS SOLID ROUND BAR 100 MM | 120 | Material | 7768_KG. | 7768_KG. | 1 | 0 | 15108_FABRICATION MS
301 | MS SOLID ROUND BAR 110 MM | 120 | Material | 7768_KG. | 7768_KG. | 1 | 0 | 15108_FABRICATION MS
302 | MS SOLID ROUND BAR 125 MM | 120 | Material | 7768_KG. | 7768_KG. | 1 | 0 | 15108_FABRICATION MS
303 | MS SOLID SQUARE BAR 8 x 8 MM | 120 | Material | 7768_KG. | 7768_KG. | 1 | 0 | 15108_FABRICATION MS
304 | MS SOLID SQUARE BAR 9 x 9 MM | 120 | Material | 7768_KG. | 7768_KG. | 1 | 0 | 15108_FABRICATION MS
305 | MS SOLID SQUARE BAR 10 x 10 MM | 120 | Material | 7768_KG. | 7768_KG. | 1 | 0 | 15108_FABRICATION MS
306 | MS SOLID SQUARE BAR 11 x 11 MM | 120 | Material | 7768_KG. | 7768_KG. | 1 | 0 | 15108_FABRICATION MS
307 | MS SOLID SQUARE BAR 12 x 12 MM | 120 | Material | 7768_KG. | 7768_KG. | 1 | 0 | 15108_FABRICATION MS
308 | MS SOLID SQUARE BAR 16 x 16 MM | 120 | Material | 7768_KG. | 7768_KG. | 1 | 0 | 15108_FABRICATION MS
309 | MS SOLID SQUARE BAR 20 x 20 MM | 120 | Material | 7768_KG. | 7768_KG. | 1 | 0 | 15108_FABRICATION MS
310 | MS SOLID SQUARE BAR 25 x 25 MM | 120 | Material | 7768_KG. | 7768_KG. | 1 | 0 | 15108_FABRICATION MS
311 | MS SOLID SQUARE BAR 32 x 32 MM | 120 | Material | 7768_KG. | 7768_KG. | 1 | 0 | 15108_FABRICATION MS
312 | MS SOLID SQUARE BAR 40 x 40 MM | 120 | Material | 7768_KG. | 7768_KG. | 1 | 0 | 15108_FABRICATION MS
313 | MS SOLID SQUARE BAR 50 x 50 MM | 120 | Material | 7768_KG. | 7768_KG. | 1 | 0 | 15108_FABRICATION MS
314 | MS SOLID SQUARE BAR 63 x 63 MM | 120 | Material | 7768_KG. | 7768_KG. | 1 | 0 | 15108_FABRICATION MS
315 | MS SOLID SQUARE BAR 75 x 75 MM | 120 | Material | 7768_KG. | 7768_KG. | 1 | 0 | 15108_FABRICATION MS
316 | MS SOLID SQUARE BAR 100 x 100 MM | 120 | Material | 7768_KG. | 7768_KG. | 1 | 0 | 15108_FABRICATION MS
317 | MS SOLID SQUARE BAR 110 x 110 MM | 120 | Material | 7768_KG. | 7768_KG. | 1 | 0 | 15108_FABRICATION MS
318 | MS CHANNEL ISMC 75 x 40 MM | 120 | Material | 7768_KG. | 7768_KG. | 1 | 0 | 15108_FABRICATION MS
319 | MS CHANNEL ISMC 100 x 50 MM | 120 | Material | 7768_KG. | 7768_KG. | 1 | 0 | 15108_FABRICATION MS
320 | MS CHANNEL ISMC 125 x 65 MM | 120 | Material | 7768_KG. | 7768_KG. | 1 | 0 | 15108_FABRICATION MS
321 | MS CHANNEL ISMC 150 x 75 MM | 120 | Material | 7768_KG. | 7768_KG. | 1 | 0 | 15108_FABRICATION MS
322 | MS CHANNEL ISMC 175 x 75 MM | 120 | Material | 7768_KG. | 7768_KG. | 1 | 0 | 15108_FABRICATION MS
323 | MS CHANNEL ISMC 200 x 75 MM | 120 | Material | 7768_KG. | 7768_KG. | 1 | 0 | 15108_FABRICATION MS
324 | MS CHANNEL ISMC 250 x 80 MM | 120 | Material | 7768_KG. | 7768_KG. | 1 | 0 | 15108_FABRICATION MS
325 | MS CHANNEL ISMC 300 x 90 MM | 120 | Material | 7768_KG. | 7768_KG. | 1 | 0 | 15108_FABRICATION MS
326 | MS CHANNEL ISMC 400 x 100 MM | 120 | Material | 7768_KG. | 7768_KG. | 1 | 0 | 15108_FABRICATION MS
327 | MS BEAM ISMB 100 x 50 MM | 120 | Material | 7768_KG. | 7768_KG. | 1 | 0 | 15108_FABRICATION MS
328 | MS BEAM ISMB 100 x 116 MM | 120 | Material | 7768_KG. | 7768_KG. | 1 | 0 | 15108_FABRICATION MS
329 | MS BEAM ISMB 125 x 70 MM | 120 | Material | 7768_KG. | 7768_KG. | 1 | 0 | 15108_FABRICATION MS
330 | MS BEAM ISMB 150 x 75 MM | 120 | Material | 7768_KG. | 7768_KG. | 1 | 0 | 15108_FABRICATION MS
331 | MS BEAM ISMB 175 x 85 MM | 120 | Material | 7768_KG. | 7768_KG. | 1 | 0 | 15108_FABRICATION MS
332 | MS BEAM ISMB 200 x 100 MM | 120 | Material | 7768_KG. | 7768_KG. | 1 | 0 | 15108_FABRICATION MS
333 | MS BEAM ISMB 250 x 125 MM | 120 | Material | 7768_KG. | 7768_KG. | 1 | 0 | 15108_FABRICATION MS
334 | MS BEAM ISMB 300 x 140 MM | 120 | Material | 7768_KG. | 7768_KG. | 1 | 0 | 15108_FABRICATION MS
335 | MS BEAM ISMB 350 x 140 MM | 120 | Material | 7768_KG. | 7768_KG. | 1 | 0 | 15108_FABRICATION MS
336 | MS BEAM ISMB 400 x 140 MM | 120 | Material | 7768_KG. | 7768_KG. | 1 | 0 | 15108_FABRICATION MS
337 | MS BEAM ISMB 450 x 150 MM | 120 | Material | 7768_KG. | 7768_KG. | 1 | 0 | 15108_FABRICATION MS
338 | MS BEAM ISMB 500 x 180 MM | 120 | Material | 7768_KG. | 7768_KG. | 1 | 0 | 15108_FABRICATION MS
339 | MS BEAM ISMB 600 x 210 MM | 120 | Material | 7768_KG. | 7768_KG. | 1 | 0 | 15108_FABRICATION MS
340 | MS ROUND PIPE 15 MM | 120 | Material | 7768_KG. | 7768_KG. | 1 | 0 | 15108_FABRICATION MS
341 | MS ROUND PIPE 20 MM | 120 | Material | 7768_KG. | 7768_KG. | 1 | 0 | 15108_FABRICATION MS
342 | MS ROUND PIPE 25 MM | 120 | Material | 7768_KG. | 7768_KG. | 1 | 0 | 15108_FABRICATION MS
343 | MS ROUND PIPE 32 MM | 120 | Material | 7768_KG. | 7768_KG. | 1 | 0 | 15108_FABRICATION MS
344 | MS ROUND PIPE 40 MM | 120 | Material | 7768_KG. | 7768_KG. | 1 | 0 | 15108_FABRICATION MS
345 | MS ROUND PIPE 50 MM | 120 | Material | 7768_KG. | 7768_KG. | 1 | 0 | 15108_FABRICATION MS
346 | MS ROUND PIPE 65 MM | 120 | Material | 7768_KG. | 7768_KG. | 1 | 0 | 15108_FABRICATION MS
347 | MS ROUND PIPE 80 MM | 120 | Material | 7768_KG. | 7768_KG. | 1 | 0 | 15108_FABRICATION MS
348 | MS ROUND PIPE 100 MM | 120 | Material | 7768_KG. | 7768_KG. | 1 | 0 | 15108_FABRICATION MS
349 | MS ROUND PIPE 125 MM | 120 | Material | 7768_KG. | 7768_KG. | 1 | 0 | 15108_FABRICATION MS
350 | MS ROUND PIPE 150 MM | 120 | Material | 7768_KG. | 7768_KG. | 1 | 0 | 15108_FABRICATION MS
351 | MS ROUND PIPE 200 MM | 120 | Material | 7768_KG. | 7768_KG. | 1 | 0 | 15108_FABRICATION MS
352 | MS ROUND PIPE 250 MM | 120 | Material | 7768_KG. | 7768_KG. | 1 | 0 | 15108_FABRICATION MS
353 | MS ROUND PIPE 300 MM | 120 | Material | 7768_KG. | 7768_KG. | 1 | 0 | 15108_FABRICATION MS
354 | MS ROUND PIPE 400 MM | 120 | Material | 7768_KG. | 7768_KG. | 1 | 0 | 15108_FABRICATION MS
355 | MS ROUND PIPE 450 MM | 120 | Material | 7768_KG. | 7768_KG. | 1 | 0 | 15108_FABRICATION MS
356 | MS ROUND PIPE 500 MM | 120 | Material | 7768_KG. | 7768_KG. | 1 | 0 | 15108_FABRICATION MS
357 | MS ROUND PIPE 550 MM | 120 | Material | 7768_KG. | 7768_KG. | 1 | 0 | 15108_FABRICATION MS
358 | MS ROUND PIPE 600 MM | 120 | Material | 7768_KG. | 7768_KG. | 1 | 0 | 15108_FABRICATION MS
359 | MS SQUARE PIPE 20 x 20 MM | 120 | Material | 7768_KG. | 7768_KG. | 1 | 0 | 15108_FABRICATION MS
360 | MS SQUARE PIPE 25 x 25 MM | 120 | Material | 7768_KG. | 7768_KG. | 1 | 0 | 15108_FABRICATION MS
361 | MS SQUARE PIPE 30 x 30 MM | 120 | Material | 7768_KG. | 7768_KG. | 1 | 0 | 15108_FABRICATION MS
362 | MS SQUARE PIPE 40 x 40 MM | 120 | Material | 7768_KG. | 7768_KG. | 1 | 0 | 15108_FABRICATION MS
363 | MS SQUARE PIPE 50 x 50 MM | 120 | Material | 7768_KG. | 7768_KG. | 1 | 0 | 15108_FABRICATION MS
364 | MS SQUARE PIPE 60 x 60 MM | 120 | Material | 7768_KG. | 7768_KG. | 1 | 0 | 15108_FABRICATION MS
365 | MS SQUARE PIPE 70 x 70 MM | 120 | Material | 7768_KG. | 7768_KG. | 1 | 0 | 15108_FABRICATION MS
366 | MS SQUARE PIPE 80 x 80 MM | 120 | Material | 7768_KG. | 7768_KG. | 1 | 0 | 15108_FABRICATION MS
367 | MS SQUARE PIPE 90 x 90 MM | 120 | Material | 7768_KG. | 7768_KG. | 1 | 0 | 15108_FABRICATION MS
368 | MS SQUARE PIPE 100 x 100 MM | 120 | Material | 7768_KG. | 7768_KG. | 1 | 0 | 15108_FABRICATION MS
369 | MS SQUARE PIPE 140 x 140 MM | 120 | Material | 7768_KG. | 7768_KG. | 1 | 0 | 15108_FABRICATION MS
370 | MS SQUARE PIPE 150 x 150 MM | 120 | Material | 7768_KG. | 7768_KG. | 1 | 0 | 15108_FABRICATION MS
371 | MS SQUARE PIPE 180 x 180 MM | 120 | Material | 7768_KG. | 7768_KG. | 1 | 0 | 15108_FABRICATION MS
372 | MS SQUARE PIPE 200 x 200 MM | 120 | Material | 7768_KG. | 7768_KG. | 1 | 0 | 15108_FABRICATION MS
373 | MS SQUARE PIPE 250 x 250 MM | 120 | Material | 7768_KG. | 7768_KG. | 1 | 0 | 15108_FABRICATION MS
374 | MS SQUARE PIPE 300 x 300 MM | 120 | Material | 7768_KG. | 7768_KG. | 1 | 0 | 15108_FABRICATION MS
375 | MS SQUARE PIPE 350 x 350 MM | 120 | Material | 7768_KG. | 7768_KG. | 1 | 0 | 15108_FABRICATION MS
376 | MS SQUARE PIPE 400 x 400 MM | 120 | Material | 7768_KG. | 7768_KG. | 1 | 0 | 15108_FABRICATION MS
377 | MS RECTANGULAR PIPE 40 x 25 MM | 120 | Material | 7768_KG. | 7768_KG. | 1 | 0 | 15108_FABRICATION MS
378 | MS RECTANGULAR PIPE 50 x 20 MM | 120 | Material | 7768_KG. | 7768_KG. | 1 | 0 | 15108_FABRICATION MS
379 | MS RECTANGULAR PIPE 50 x 25 MM | 120 | Material | 7768_KG. | 7768_KG. | 1 | 0 | 15108_FABRICATION MS
380 | MS RECTANGULAR PIPE 50 x 30 MM | 120 | Material | 7768_KG. | 7768_KG. | 1 | 0 | 15108_FABRICATION MS
381 | MS RECTANGULAR PIPE 50 x 40 MM | 120 | Material | 7768_KG. | 7768_KG. | 1 | 0 | 15108_FABRICATION MS
382 | MS RECTANGULAR PIPE 60 x 30 MM | 120 | Material | 7768_KG. | 7768_KG. | 1 | 0 | 15108_FABRICATION MS
383 | MS RECTANGULAR PIPE 60 x 40 MM | 120 | Material | 7768_KG. | 7768_KG. | 1 | 0 | 15108_FABRICATION MS
384 | MS RECTANGULAR PIPE 75 x 50 MM | 120 | Material | 7768_KG. | 7768_KG. | 1 | 0 | 15108_FABRICATION MS
385 | MS RECTANGULAR PIPE 80 x 40 MM | 120 | Material | 7768_KG. | 7768_KG. | 1 | 0 | 15108_FABRICATION MS
386 | MS RECTANGULAR PIPE 80 x 50 MM | 120 | Material | 7768_KG. | 7768_KG. | 1 | 0 | 15108_FABRICATION MS
387 | MS RECTANGULAR PIPE 90 x 50 MM | 120 | Material | 7768_KG. | 7768_KG. | 1 | 0 | 15108_FABRICATION MS
388 | MS RECTANGULAR PIPE 100 x 50 MM | 120 | Material | 7768_KG. | 7768_KG. | 1 | 0 | 15108_FABRICATION MS
389 | MS RECTANGULAR PIPE 100 x 60 MM | 120 | Material | 7768_KG. | 7768_KG. | 1 | 0 | 15108_FABRICATION MS
390 | MS RECTANGULAR PIPE 120 x 60 MM | 120 | Material | 7768_KG. | 7768_KG. | 1 | 0 | 15108_FABRICATION MS
391 | MS RECTANGULAR PIPE 120 x 80 MM | 120 | Material | 7768_KG. | 7768_KG. | 1 | 0 | 15108_FABRICATION MS
392 | MS RECTANGULAR PIPE 150 x 75 MM | 120 | Material | 7768_KG. | 7768_KG. | 1 | 0 | 15108_FABRICATION MS
393 | MS RECTANGULAR PIPE 150 x 100 MM | 120 | Material | 7768_KG. | 7768_KG. | 1 | 0 | 15108_FABRICATION MS
394 | MS RECTANGULAR PIPE 160 x 80 MM | 120 | Material | 7768_KG. | 7768_KG. | 1 | 0 | 15108_FABRICATION MS
395 | MS RECTANGULAR PIPE 200 x 100 MM | 120 | Material | 7768_KG. | 7768_KG. | 1 | 0 | 15108_FABRICATION MS
396 | MS RECTANGULAR PIPE 250 x 150 MM | 120 | Material | 7768_KG. | 7768_KG. | 1 | 0 | 15108_FABRICATION MS
397 | MS RECTANGULAR PIPE 300 x 200 MM | 120 | Material | 7768_KG. | 7768_KG. | 1 | 0 | 15108_FABRICATION MS
398 | MS RECTANGULAR PIPE 400 x 200 MM | 120 | Material | 7768_KG. | 7768_KG. | 1 | 0 | 15108_FABRICATION MS
399 | MS RECTANGULAR PIPE 450 x 250 MM | 120 | Material | 7768_KG. | 7768_KG. | 1 | 0 | 15108_FABRICATION MS
400 | MS RECTANGULAR PIPE 500 x 300 MM | 120 | Material | 7768_KG. | 7768_KG. | 1 | 0 | 15108_FABRICATION MS
401 | MS PLATE 3 MM THICK | 120 | Material | 7768_KG. | 7768_KG. | 1 | 0 | 15108_FABRICATION MS
402 | MS PLATE 4 MM THICK | 120 | Material | 7768_KG. | 7768_KG. | 1 | 0 | 15108_FABRICATION MS
403 | MS PLATE 5 MM THICK | 120 | Material | 7768_KG. | 7768_KG. | 1 | 0 | 15108_FABRICATION MS
404 | MS PLATE 6 MM THICK | 120 | Material | 7768_KG. | 7768_KG. | 1 | 0 | 15108_FABRICATION MS
405 | MS PLATE 8 MM THICK | 120 | Material | 7768_KG. | 7768_KG. | 1 | 0 | 15108_FABRICATION MS
406 | MS PLATE 10 MM THICK | 120 | Material | 7768_KG. | 7768_KG. | 1 | 0 | 15108_FABRICATION MS
407 | MS PLATE 12 MM THICK | 120 | Material | 7768_KG. | 7768_KG. | 1 | 0 | 15108_FABRICATION MS
408 | MS PLATE 16 MM THICK | 120 | Material | 7768_KG. | 7768_KG. | 1 | 0 | 15108_FABRICATION MS
409 | MS PLATE 20 MM THICK | 120 | Material | 7768_KG. | 7768_KG. | 1 | 0 | 15108_FABRICATION MS
410 | MS PLATE 22 MM THICK | 120 | Material | 7768_KG. | 7768_KG. | 1 | 0 | 15108_FABRICATION MS
411 | MS PLATE 25 MM THICK | 120 | Material | 7768_KG. | 7768_KG. | 1 | 0 | 15108_FABRICATION MS
412 | MS PLATE 28 MM THICK | 120 | Material | 7768_KG. | 7768_KG. | 1 | 0 | 15108_FABRICATION MS
413 | MS PLATE 32 MM THICK | 120 | Material | 7768_KG. | 7768_KG. | 1 | 0 | 15108_FABRICATION MS
414 | MS PLATE 36 MM THICK | 120 | Material | 7768_KG. | 7768_KG. | 1 | 0 | 15108_FABRICATION MS
415 | MS PLATE 40 MM THICK | 120 | Material | 7768_KG. | 7768_KG. | 1 | 0 | 15108_FABRICATION MS
416 | MS PLATE 45 MM THICK | 120 | Material | 7768_KG. | 7768_KG. | 1 | 0 | 15108_FABRICATION MS
417 | MS PLATE 50 MM THICK | 120 | Material | 7768_KG. | 7768_KG. | 1 | 0 | 15108_FABRICATION MS
418 | MS PLATE 55 MM THICK | 120 | Material | 7768_KG. | 7768_KG. | 1 | 0 | 15108_FABRICATION MS
419 | MS PLATE 60 MM THICK | 120 | Material | 7768_KG. | 7768_KG. | 1 | 0 | 15108_FABRICATION MS
420 | MS PLATE 65 MM THICK | 120 | Material | 7768_KG. | 7768_KG. | 1 | 0 | 15108_FABRICATION MS
421 | MS PLATE 70 MM THICK | 120 | Material | 7768_KG. | 7768_KG. | 1 | 0 | 15108_FABRICATION MS
422 | MS PLATE 75 MM THICK | 120 | Material | 7768_KG. | 7768_KG. | 1 | 0 | 15108_FABRICATION MS
423 | MS PLATE 80 MM THICK | 120 | Material | 7768_KG. | 7768_KG. | 1 | 0 | 15108_FABRICATION MS
424 | MS PLATE 90 MM THICK | 120 | Material | 7768_KG. | 7768_KG. | 1 | 0 | 15108_FABRICATION MS
425 | MS PLATE 100 MM THICK | 120 | Material | 7768_KG. | 7768_KG. | 1 | 0 | 15108_FABRICATION MS
426 | MS CHEQURED PLATE 3 MM | 120 | Material | 7768_KG. | 7768_KG. | 1 | 0 | 15108_FABRICATION MS
427 | MS CHEQURED PLATE 4 MM | 120 | Material | 7768_KG. | 7768_KG. | 1 | 0 | 15108_FABRICATION MS
428 | MS CHEQURED PLATE 5 MM | 120 | Material | 7768_KG. | 7768_KG. | 1 | 0 | 15108_FABRICATION MS
429 | MS CHEQURED PLATE 6 MM | 120 | Material | 7768_KG. | 7768_KG. | 1 | 0 | 15108_FABRICATION MS
430 | MS CHEQURED PLATE 8 MM | 120 | Material | 7768_KG. | 7768_KG. | 1 | 0 | 15108_FABRICATION MS
431 | MS BASE PLATE | 120 | Material | 7768_KG. | 7768_KG. | 1 | 0 | 15108_FABRICATION MS
432 | FABRICATION SS | 0 | Group
433 | FABRICATION ALUMINIUM | 0 | Group
434 | ELECTRICAL CONDUIT | 0 | Group
435 | PVC PIPE LMS 20 MM | 434 | Material | 7785_RMT | 7785_RMT | 1 | 0 | 15111_ELECTRICAL CONDUIT |  |  | 10.59
436 | PVC PIPE LMS 25 MM | 434 | Material | 7785_RMT | 7785_RMT | 1 | 0 | 15111_ELECTRICAL CONDUIT |  |  | 14.85
437 | PVC PIPE LMS 32 MM | 434 | Material | 7785_RMT | 7785_RMT | 1 | 0 | 15111_ELECTRICAL CONDUIT |  |  | 21.73
438 | PVC PIPE LMS 40 MM | 434 | Material | 7785_RMT | 7785_RMT | 1 | 0 | 15111_ELECTRICAL CONDUIT |  |  | 37.12
439 | PVC PIPE LMS 50 MM | 434 | Material | 7785_RMT | 7785_RMT | 1 | 0 | 15111_ELECTRICAL CONDUIT |  |  | 54.22
440 | PVC PIPE MMS 20 MM | 434 | Material | 7785_RMT | 7785_RMT | 1 | 0 | 15111_ELECTRICAL CONDUIT |  |  | 11.88
441 | PVC PIPE MMS 25 MM | 434 | Material | 7785_RMT | 7785_RMT | 1 | 0 | 15111_ELECTRICAL CONDUIT |  |  | 16.15
442 | PVC PIPE MMS 32 MM | 434 | Material | 7785_RMT | 7785_RMT | 1 | 0 | 15111_ELECTRICAL CONDUIT |  |  | 28.12
443 | PVC PIPE MMS 40 MM | 434 | Material | 7785_RMT | 7785_RMT | 1 | 0 | 15111_ELECTRICAL CONDUIT |  |  | 42.25
444 | PVC PIPE MMS 50 MM | 434 | Material | 7785_RMT | 7785_RMT | 1 | 0 | 15111_ELECTRICAL CONDUIT |  |  | 63.63
445 | PVC PIPE HMS 20 MM | 434 | Material | 7785_RMT | 7785_RMT | 1 | 0 | 15111_ELECTRICAL CONDUIT |  |  | 15.75
446 | PVC PIPE HMS 25 MM | 434 | Material | 7785_RMT | 7785_RMT | 1 | 0 | 15111_ELECTRICAL CONDUIT |  |  | 20.43
447 | PVC PIPE HMS 32 MM | 434 | Material | 7785_RMT | 7785_RMT | 1 | 0 | 15111_ELECTRICAL CONDUIT |  |  | 37.98
448 | PVC PIPE HMS 40 MM | 434 | Material | 7785_RMT | 7785_RMT | 1 | 0 | 15111_ELECTRICAL CONDUIT |  |  | 50.35
449 | PVC PIPE HMS 50 MM | 434 | Material | 7785_RMT | 7785_RMT | 1 | 0 | 15111_ELECTRICAL CONDUIT |  |  | 75.15
450 | PVC SOCKET 20 MM | 434 | Material | 7778_NOS | 7778_NOS | 1 | 0 | 15111_ELECTRICAL CONDUIT |  |  | 2.56
451 | PVC SOCKET 25 MM | 434 | Material | 7778_NOS | 7778_NOS | 1 | 0 | 15111_ELECTRICAL CONDUIT |  |  | 3.51
452 | PVC SOCKET 32 MM | 434 | Material | 7778_NOS | 7778_NOS | 1 | 0 | 15111_ELECTRICAL CONDUIT |  |  | 6.52
453 | PVC SOCKET 40 MM | 434 | Material | 7778_NOS | 7778_NOS | 1 | 0 | 15111_ELECTRICAL CONDUIT |  |  | 10.48
454 | PVC SOCKET 50 MM | 434 | Material | 7778_NOS | 7778_NOS | 1 | 0 | 15111_ELECTRICAL CONDUIT |  |  | 17.46
455 | PVC ELBOW 20 MM | 434 | Material | 7778_NOS | 7778_NOS | 1 | 0 | 15111_ELECTRICAL CONDUIT |  |  | 3.42
456 | PVC ELBOW 25 MM | 434 | Material | 7778_NOS | 7778_NOS | 1 | 0 | 15111_ELECTRICAL CONDUIT |  |  | 4.95
457 | PVC BEND 20 MM | 434 | Material | 7778_NOS | 7778_NOS | 1 | 0 | 15111_ELECTRICAL CONDUIT |  |  | 4.23
458 | PVC BEND 25 MM | 434 | Material | 7778_NOS | 7778_NOS | 1 | 0 | 15111_ELECTRICAL CONDUIT |  |  | 6.61
459 | PVC BEND LONG 20 MM | 434 | Material | 7778_NOS | 7778_NOS | 1 | 0 | 15111_ELECTRICAL CONDUIT |  |  | 6.3
460 | PVC BEND LONG 25 MM | 434 | Material | 7778_NOS | 7778_NOS | 1 | 0 | 15111_ELECTRICAL CONDUIT |  |  | 11.66
461 | PVC BEND LONG 32 MM | 434 | Material | 7778_NOS | 7778_NOS | 1 | 0 | 15111_ELECTRICAL CONDUIT |  |  | 22.23
462 | PVC BEND LONG 40 MM | 434 | Material | 7778_NOS | 7778_NOS | 1 | 0 | 15111_ELECTRICAL CONDUIT |  |  | 51.3
463 | PVC BEND LONG 50 MM | 434 | Material | 7778_NOS | 7778_NOS | 1 | 0 | 15111_ELECTRICAL CONDUIT |  |  | 77.8
464 | PVC JUNCTION BOX 20 MM 1-WAY | 434 | Material | 7778_NOS | 7778_NOS | 1 | 0 | 15111_ELECTRICAL CONDUIT |  |  | 8.35
465 | PVC JUNCTION BOX 25 MM 1-WAY | 434 | Material | 7778_NOS | 7778_NOS | 1 | 0 | 15111_ELECTRICAL CONDUIT |  |  | 13.2
466 | PVC JUCTION BOX DEEP 20 MM 1-WAY | 434 | Material | 7778_NOS | 7778_NOS | 1 | 0 | 15111_ELECTRICAL CONDUIT |  |  | 13.95
467 | PVC JUCTION BOX DEEP 25 MM 1-WAY | 434 | Material | 7778_NOS | 7778_NOS | 1 | 0 | 15111_ELECTRICAL CONDUIT |  |  | 17.1
468 | PVC JUNCTION BOX 20 MM 2-WAY THROUGH | 434 | Material | 7778_NOS | 7778_NOS | 1 | 0 | 15111_ELECTRICAL CONDUIT |  |  | 8.55
469 | PVC JUNCTION BOX 25 MM 2-WAY THROUGH | 434 | Material | 7778_NOS | 7778_NOS | 1 | 0 | 15111_ELECTRICAL CONDUIT |  |  | 11.25
470 | PVC JUNCTION BOX 20 MM 2-WAY ANGLE | 434 | Material | 7778_NOS | 7778_NOS | 1 | 0 | 15111_ELECTRICAL CONDUIT |  |  | 8.55
471 | PVC JUNCTION BOX 25 MM 2-WAY ANGLE | 434 | Material | 7778_NOS | 7778_NOS | 1 | 0 | 15111_ELECTRICAL CONDUIT |  |  | 11.25
472 | PVC JUCTION BOX DEEP 20 MM 2-WAY | 434 | Material | 7778_NOS | 7778_NOS | 1 | 0 | 15111_ELECTRICAL CONDUIT |  |  | 14.98
473 | PVC JUCTION BOX DEEP 25 MM 2-WAY | 434 | Material | 7778_NOS | 7778_NOS | 1 | 0 | 15111_ELECTRICAL CONDUIT |  |  | 17.37
474 | PVC JUNCTION BOX 20 MM 3-WAY | 434 | Material | 7778_NOS | 7778_NOS | 1 | 0 | 15111_ELECTRICAL CONDUIT |  |  | 9.85
475 | PVC JUNCTION BOX 25 MM 3-WAY | 434 | Material | 7778_NOS | 7778_NOS | 1 | 0 | 15111_ELECTRICAL CONDUIT |  |  | 12.51
476 | PVC JUCTION BOX DEEP 20 MM 3-WAY | 434 | Material | 7778_NOS | 7778_NOS | 1 | 0 | 15111_ELECTRICAL CONDUIT |  |  | 15.75
477 | PVC JUCTION BOX DEEP 25 MM 3-WAY | 434 | Material | 7778_NOS | 7778_NOS | 1 | 0 | 15111_ELECTRICAL CONDUIT |  |  | 20.25
478 | PVC JUNCTION BOX 20 MM 4-WAY | 434 | Material | 7778_NOS | 7778_NOS | 1 | 0 | 15111_ELECTRICAL CONDUIT |  |  | 10.44
479 | PVC JUNCTION BOX 25 MM 4-WAY | 434 | Material | 7778_NOS | 7778_NOS | 1 | 0 | 15111_ELECTRICAL CONDUIT |  |  | 14.49
480 | PVC JUCTION BOX DEEP 20 MM 4-WAY | 434 | Material | 7778_NOS | 7778_NOS | 1 | 0 | 15111_ELECTRICAL CONDUIT |  |  | 16.96
481 | PVC JUCTION BOX DEEP 25 MM 4-WAY | 434 | Material | 7778_NOS | 7778_NOS | 1 | 0 | 15111_ELECTRICAL CONDUIT |  |  | 21.87
482 | PVC CASING CAPPING PATTI 20 MM | 434 | Material | 7778_NOS | 7778_NOS | 1 | 0 | 15111_ELECTRICAL CONDUIT
483 | PVC CASING CAPPING PATTI 25 MM | 434 | Material | 7778_NOS | 7778_NOS | 1 | 0 | 15111_ELECTRICAL CONDUIT
484 | PVC CASING CAPPING PATTI 32 MM | 434 | Material | 7778_NOS | 7778_NOS | 1 | 0 | 15111_ELECTRICAL CONDUIT
485 | PVC CASING CAPPING PATTI 40 MM | 434 | Material | 7778_NOS | 7778_NOS | 1 | 0 | 15111_ELECTRICAL CONDUIT
486 | PVC CASING CAPPING PATTI 60 MM | 434 | Material | 7778_NOS | 7778_NOS | 1 | 0 | 15111_ELECTRICAL CONDUIT
487 | PVC CASING CAPPING ELBOW 20 MM | 434 | Material | 7778_NOS | 7778_NOS | 1 | 0 | 15111_ELECTRICAL CONDUIT
488 | PVC CASING CAPPING ELBOW 25 MM | 434 | Material | 7778_NOS | 7778_NOS | 1 | 0 | 15111_ELECTRICAL CONDUIT
489 | PVC CASING CAPPING ELBOW 32 MM | 434 | Material | 7778_NOS | 7778_NOS | 1 | 0 | 15111_ELECTRICAL CONDUIT
490 | PVC CASING CAPPING COUPLER 20 MM | 434 | Material | 7778_NOS | 7778_NOS | 1 | 0 | 15111_ELECTRICAL CONDUIT
491 | PVC CASING CAPPING COUPLER 25 MM | 434 | Material | 7778_NOS | 7778_NOS | 1 | 0 | 15111_ELECTRICAL CONDUIT
492 | PVC CASING CAPPING COUPLER 32 MM | 434 | Material | 7778_NOS | 7778_NOS | 1 | 0 | 15111_ELECTRICAL CONDUIT
493 | PVC CASING CAPPING EXTERNAL 20 MM | 434 | Material | 7778_NOS | 7778_NOS | 1 | 0 | 15111_ELECTRICAL CONDUIT
494 | PVC CASING CAPPING EXTERNAL 25 MM | 434 | Material | 7778_NOS | 7778_NOS | 1 | 0 | 15111_ELECTRICAL CONDUIT
495 | PVC CASING CAPPING EXTERNAL 32 MM | 434 | Material | 7778_NOS | 7778_NOS | 1 | 0 | 15111_ELECTRICAL CONDUIT
496 | PVC CASING CAPPING INTERNAL 20 MM | 434 | Material | 7778_NOS | 7778_NOS | 1 | 0 | 15111_ELECTRICAL CONDUIT
497 | PVC CASING CAPPING INTERNAL 25 MM | 434 | Material | 7778_NOS | 7778_NOS | 1 | 0 | 15111_ELECTRICAL CONDUIT
498 | PVC CASING CAPPING INTERNAL 32 MM | 434 | Material | 7778_NOS | 7778_NOS | 1 | 0 | 15111_ELECTRICAL CONDUIT
499 | PVC CASING CAPPING TEE 20 MM | 434 | Material | 7778_NOS | 7778_NOS | 1 | 0 | 15111_ELECTRICAL CONDUIT
500 | PVC CASING CAPPING TEE 25 MM | 434 | Material | 7778_NOS | 7778_NOS | 1 | 0 | 15111_ELECTRICAL CONDUIT
501 | PVC CASING CAPPING TEE 32 MM | 434 | Material | 7778_NOS | 7778_NOS | 1 | 0 | 15111_ELECTRICAL CONDUIT
502 | PVC CASING CAPPING 4 WAY 20 MM | 434 | Material | 7778_NOS | 7778_NOS | 1 | 0 | 15111_ELECTRICAL CONDUIT
503 | PVC CASING CAPPING 4 WAY 25 MM | 434 | Material | 7778_NOS | 7778_NOS | 1 | 0 | 15111_ELECTRICAL CONDUIT
504 | PVC CASING CAPPING 4 WAY 32 MM | 434 | Material | 7778_NOS | 7778_NOS | 1 | 0 | 15111_ELECTRICAL CONDUIT
505 | PVC FLEXIBLE PIPE 10 MM | 434 | Material | 7785_RMT | 7785_RMT | 1 | 0 | 15111_ELECTRICAL CONDUIT
506 | PVC FLEXIBLE PIPE 16 MM | 434 | Material | 7785_RMT | 7785_RMT | 1 | 0 | 15111_ELECTRICAL CONDUIT
507 | PVC FLEXIBLE PIPE 20 MM | 434 | Material | 7785_RMT | 7785_RMT | 1 | 0 | 15111_ELECTRICAL CONDUIT
508 | PVC FLEXIBLE PIPE 25 MM | 434 | Material | 7785_RMT | 7785_RMT | 1 | 0 | 15111_ELECTRICAL CONDUIT
509 | PVC FLEXIBLE PIPE 32 MM | 434 | Material | 7785_RMT | 7785_RMT | 1 | 0 | 15111_ELECTRICAL CONDUIT
510 | PVC FLEXIBLE PIPE 40 MM | 434 | Material | 7785_RMT | 7785_RMT | 1 | 0 | 15111_ELECTRICAL CONDUIT
511 | PVC FLEXIBLE PIPE 50 MM | 434 | Material | 7785_RMT | 7785_RMT | 1 | 0 | 15111_ELECTRICAL CONDUIT
512 | ELECTRICAL WIRE | 0 | Group
513 | COPPER FLEXIBLE WIRE 0.5 SQ.MM. RED | 512 | Material | 7785_RMT | 7785_RMT | 1 | 0 | 15112_ELECTRICAL WIRE
514 | COPPER FLEXIBLE WIRE 0.5 SQ.MM. YELLOW | 512 | Material | 7785_RMT | 7785_RMT | 1 | 0 | 15112_ELECTRICAL WIRE
515 | COPPER FLEXIBLE WIRE 0.5 SQ.MM. BLUE | 512 | Material | 7785_RMT | 7785_RMT | 1 | 0 | 15112_ELECTRICAL WIRE
516 | COPPER FLEXIBLE WIRE 0.5 SQ.MM. BLACK | 512 | Material | 7785_RMT | 7785_RMT | 1 | 0 | 15112_ELECTRICAL WIRE
517 | COPPER FLEXIBLE WIRE 0.5 SQ.MM. GREEN | 512 | Material | 7785_RMT | 7785_RMT | 1 | 0 | 15112_ELECTRICAL WIRE
518 | COPPER FLEXIBLE WIRE 0.5 SQ.MM. GREY | 512 | Material | 7785_RMT | 7785_RMT | 1 | 0 | 15112_ELECTRICAL WIRE
519 | COPPER FLEXIBLE WIRE 0.75 SQ.MM. RED | 512 | Material | 7785_RMT | 7785_RMT | 1 | 0 | 15112_ELECTRICAL WIRE
520 | COPPER FLEXIBLE WIRE 0.75 SQ.MM. YELLOW | 512 | Material | 7785_RMT | 7785_RMT | 1 | 0 | 15112_ELECTRICAL WIRE
521 | COPPER FLEXIBLE WIRE 0.75 SQ.MM. BLUE | 512 | Material | 7785_RMT | 7785_RMT | 1 | 0 | 15112_ELECTRICAL WIRE
522 | COPPER FLEXIBLE WIRE 0.75 SQ.MM. BLACK | 512 | Material | 7785_RMT | 7785_RMT | 1 | 0 | 15112_ELECTRICAL WIRE
523 | COPPER FLEXIBLE WIRE 0.75 SQ.MM. GREEN | 512 | Material | 7785_RMT | 7785_RMT | 1 | 0 | 15112_ELECTRICAL WIRE
524 | COPPER FLEXIBLE WIRE 0.75 SQ.MM. GREY | 512 | Material | 7785_RMT | 7785_RMT | 1 | 0 | 15112_ELECTRICAL WIRE
525 | COPPER FLEXIBLE WIRE 1 SQ.MM. RED | 512 | Material | 7785_RMT | 7785_RMT | 1 | 0 | 15112_ELECTRICAL WIRE
526 | COPPER FLEXIBLE WIRE 1 SQ.MM. YELLOW | 512 | Material | 7785_RMT | 7785_RMT | 1 | 0 | 15112_ELECTRICAL WIRE
527 | COPPER FLEXIBLE WIRE 1 SQ.MM. BLUE | 512 | Material | 7785_RMT | 7785_RMT | 1 | 0 | 15112_ELECTRICAL WIRE
528 | COPPER FLEXIBLE WIRE 1 SQ.MM. BLACK | 512 | Material | 7785_RMT | 7785_RMT | 1 | 0 | 15112_ELECTRICAL WIRE
529 | COPPER FLEXIBLE WIRE 1 SQ.MM. GREEN | 512 | Material | 7785_RMT | 7785_RMT | 1 | 0 | 15112_ELECTRICAL WIRE
530 | COPPER FLEXIBLE WIRE 1 SQ.MM. GREY | 512 | Material | 7785_RMT | 7785_RMT | 1 | 0 | 15112_ELECTRICAL WIRE
531 | COPPER FLEXIBLE WIRE 1.5 SQ.MM. RED | 512 | Material | 7785_RMT | 7785_RMT | 1 | 0 | 15112_ELECTRICAL WIRE
532 | COPPER FLEXIBLE WIRE 1.5 SQ.MM. YELLOW | 512 | Material | 7785_RMT | 7785_RMT | 1 | 0 | 15112_ELECTRICAL WIRE
533 | COPPER FLEXIBLE WIRE 1.5 SQ.MM. BLUE | 512 | Material | 7785_RMT | 7785_RMT | 1 | 0 | 15112_ELECTRICAL WIRE
534 | COPPER FLEXIBLE WIRE 1.5 SQ.MM. BLACK | 512 | Material | 7785_RMT | 7785_RMT | 1 | 0 | 15112_ELECTRICAL WIRE
535 | COPPER FLEXIBLE WIRE 1.5 SQ.MM. GREEN | 512 | Material | 7785_RMT | 7785_RMT | 1 | 0 | 15112_ELECTRICAL WIRE
536 | COPPER FLEXIBLE WIRE 1.5 SQ.MM. GREY | 512 | Material | 7785_RMT | 7785_RMT | 1 | 0 | 15112_ELECTRICAL WIRE
537 | COPPER FLEXIBLE WIRE 2.5 SQ.MM. RED | 512 | Material | 7785_RMT | 7785_RMT | 1 | 0 | 15112_ELECTRICAL WIRE
538 | COPPER FLEXIBLE WIRE 2.5 SQ.MM. YELLOW | 512 | Material | 7785_RMT | 7785_RMT | 1 | 0 | 15112_ELECTRICAL WIRE
539 | COPPER FLEXIBLE WIRE 2.5 SQ.MM. BLUE | 512 | Material | 7785_RMT | 7785_RMT | 1 | 0 | 15112_ELECTRICAL WIRE
540 | COPPER FLEXIBLE WIRE 2.5 SQ.MM. BLACK | 512 | Material | 7785_RMT | 7785_RMT | 1 | 0 | 15112_ELECTRICAL WIRE
541 | COPPER FLEXIBLE WIRE 2.5 SQ.MM. GREEN | 512 | Material | 7785_RMT | 7785_RMT | 1 | 0 | 15112_ELECTRICAL WIRE
542 | COPPER FLEXIBLE WIRE 2.5 SQ.MM. GREY | 512 | Material | 7785_RMT | 7785_RMT | 1 | 0 | 15112_ELECTRICAL WIRE
543 | COPPER FLEXIBLE WIRE 4 SQ.MM. RED | 512 | Material | 7785_RMT | 7785_RMT | 1 | 0 | 15112_ELECTRICAL WIRE
544 | COPPER FLEXIBLE WIRE 4 SQ.MM. YELLOW | 512 | Material | 7785_RMT | 7785_RMT | 1 | 0 | 15112_ELECTRICAL WIRE
545 | COPPER FLEXIBLE WIRE 4 SQ.MM. BLUE | 512 | Material | 7785_RMT | 7785_RMT | 1 | 0 | 15112_ELECTRICAL WIRE
546 | COPPER FLEXIBLE WIRE 4 SQ.MM. BLACK | 512 | Material | 7785_RMT | 7785_RMT | 1 | 0 | 15112_ELECTRICAL WIRE
547 | COPPER FLEXIBLE WIRE 4 SQ.MM. GREEN | 512 | Material | 7785_RMT | 7785_RMT | 1 | 0 | 15112_ELECTRICAL WIRE
548 | COPPER FLEXIBLE WIRE 4 SQ.MM. GREY | 512 | Material | 7785_RMT | 7785_RMT | 1 | 0 | 15112_ELECTRICAL WIRE
549 | COPPER FLEXIBLE WIRE 6 SQ.MM. RED | 512 | Material | 7785_RMT | 7785_RMT | 1 | 0 | 15112_ELECTRICAL WIRE
550 | COPPER FLEXIBLE WIRE 6 SQ.MM. YELLOW | 512 | Material | 7785_RMT | 7785_RMT | 1 | 0 | 15112_ELECTRICAL WIRE
551 | COPPER FLEXIBLE WIRE 6 SQ.MM. BLUE | 512 | Material | 7785_RMT | 7785_RMT | 1 | 0 | 15112_ELECTRICAL WIRE
552 | COPPER FLEXIBLE WIRE 6 SQ.MM. BLACK | 512 | Material | 7785_RMT | 7785_RMT | 1 | 0 | 15112_ELECTRICAL WIRE
553 | COPPER FLEXIBLE WIRE 6 SQ.MM. GREEN | 512 | Material | 7785_RMT | 7785_RMT | 1 | 0 | 15112_ELECTRICAL WIRE
554 | COPPER FLEXIBLE WIRE 6 SQ.MM. GREY | 512 | Material | 7785_RMT | 7785_RMT | 1 | 0 | 15112_ELECTRICAL WIRE
555 | COPPER FLEXIBLE WIRE 10 SQ.MM. RED | 512 | Material | 7785_RMT | 7785_RMT | 1 | 0 | 15112_ELECTRICAL WIRE
556 | COPPER FLEXIBLE WIRE 10 SQ.MM. YELLOW | 512 | Material | 7785_RMT | 7785_RMT | 1 | 0 | 15112_ELECTRICAL WIRE
557 | COPPER FLEXIBLE WIRE 10 SQ.MM. BLUE | 512 | Material | 7785_RMT | 7785_RMT | 1 | 0 | 15112_ELECTRICAL WIRE
558 | COPPER FLEXIBLE WIRE 10 SQ.MM. BLACK | 512 | Material | 7785_RMT | 7785_RMT | 1 | 0 | 15112_ELECTRICAL WIRE
559 | COPPER FLEXIBLE WIRE 10 SQ.MM. GREEN | 512 | Material | 7785_RMT | 7785_RMT | 1 | 0 | 15112_ELECTRICAL WIRE
560 | COPPER FLEXIBLE WIRE 10 SQ.MM. GREY | 512 | Material | 7785_RMT | 7785_RMT | 1 | 0 | 15112_ELECTRICAL WIRE
561 | ELECTRICAL LT CABLES | 0 | Group
562 | COPPER FLEXIBLE CABLE 1 SQ.MM. 1-CORE | 561 | Material | 7785_RMT | 7785_RMT | 1 | 0 | 15113_ELECTRICAL LT CABLES
563 | COPPER FLEXIBLE CABLE 1 SQ.MM. 2-CORE | 561 | Material | 7785_RMT | 7785_RMT | 1 | 0 | 15113_ELECTRICAL LT CABLES
564 | COPPER FLEXIBLE CABLE 1 SQ.MM. 3-CORE | 561 | Material | 7785_RMT | 7785_RMT | 1 | 0 | 15113_ELECTRICAL LT CABLES
565 | COPPER FLEXIBLE CABLE 1 SQ.MM. 4-CORE | 561 | Material | 7785_RMT | 7785_RMT | 1 | 0 | 15113_ELECTRICAL LT CABLES
566 | COPPER FLEXIBLE CABLE 1.5 SQ.MM. 1-CORE | 561 | Material | 7785_RMT | 7785_RMT | 1 | 0 | 15113_ELECTRICAL LT CABLES
567 | COPPER FLEXIBLE CABLE 1.5 SQ.MM. 2-CORE | 561 | Material | 7785_RMT | 7785_RMT | 1 | 0 | 15113_ELECTRICAL LT CABLES
568 | COPPER FLEXIBLE CABLE 1.5 SQ.MM. 3-CORE | 561 | Material | 7785_RMT | 7785_RMT | 1 | 0 | 15113_ELECTRICAL LT CABLES
569 | COPPER FLEXIBLE CABLE 1.5 SQ.MM. 4-CORE | 561 | Material | 7785_RMT | 7785_RMT | 1 | 0 | 15113_ELECTRICAL LT CABLES
570 | COPPER FLEXIBLE CABLE 2 SQ.MM. 1-CORE | 561 | Material | 7785_RMT | 7785_RMT | 1 | 0 | 15113_ELECTRICAL LT CABLES
571 | COPPER FLEXIBLE CABLE 2 SQ.MM. 2-CORE | 561 | Material | 7785_RMT | 7785_RMT | 1 | 0 | 15113_ELECTRICAL LT CABLES
572 | COPPER FLEXIBLE CABLE 2 SQ.MM. 3-CORE | 561 | Material | 7785_RMT | 7785_RMT | 1 | 0 | 15113_ELECTRICAL LT CABLES
573 | COPPER FLEXIBLE CABLE 2 SQ.MM. 4-CORE | 561 | Material | 7785_RMT | 7785_RMT | 1 | 0 | 15113_ELECTRICAL LT CABLES
574 | COPPER FLEXIBLE CABLE 3 SQ.MM. 1-CORE | 561 | Material | 7785_RMT | 7785_RMT | 1 | 0 | 15113_ELECTRICAL LT CABLES
575 | COPPER FLEXIBLE CABLE 3 SQ.MM. 2-CORE | 561 | Material | 7785_RMT | 7785_RMT | 1 | 0 | 15113_ELECTRICAL LT CABLES
576 | COPPER FLEXIBLE CABLE 3 SQ.MM. 3-CORE | 561 | Material | 7785_RMT | 7785_RMT | 1 | 0 | 15113_ELECTRICAL LT CABLES
577 | COPPER FLEXIBLE CABLE 3 SQ.MM. 4-CORE | 561 | Material | 7785_RMT | 7785_RMT | 1 | 0 | 15113_ELECTRICAL LT CABLES
578 | COPPER FLEXIBLE CABLE 4 SQ.MM. 1-CORE | 561 | Material | 7785_RMT | 7785_RMT | 1 | 0 | 15113_ELECTRICAL LT CABLES
579 | COPPER FLEXIBLE CABLE 4 SQ.MM. 2-CORE | 561 | Material | 7785_RMT | 7785_RMT | 1 | 0 | 15113_ELECTRICAL LT CABLES
580 | COPPER FLEXIBLE CABLE 4 SQ.MM. 3-CORE | 561 | Material | 7785_RMT | 7785_RMT | 1 | 0 | 15113_ELECTRICAL LT CABLES
581 | COPPER FLEXIBLE CABLE 4 SQ.MM. 4-CORE | 561 | Material | 7785_RMT | 7785_RMT | 1 | 0 | 15113_ELECTRICAL LT CABLES
582 | COPPER FLEXIBLE CABLE 6 SQ.MM. 1-CORE | 561 | Material | 7785_RMT | 7785_RMT | 1 | 0 | 15113_ELECTRICAL LT CABLES
583 | COPPER FLEXIBLE CABLE 6 SQ.MM. 2-CORE | 561 | Material | 7785_RMT | 7785_RMT | 1 | 0 | 15113_ELECTRICAL LT CABLES
584 | COPPER FLEXIBLE CABLE 6 SQ.MM. 3-CORE | 561 | Material | 7785_RMT | 7785_RMT | 1 | 0 | 15113_ELECTRICAL LT CABLES
585 | COPPER FLEXIBLE CABLE 6 SQ.MM. 4-CORE | 561 | Material | 7785_RMT | 7785_RMT | 1 | 0 | 15113_ELECTRICAL LT CABLES
586 | COPPER FLEXIBLE CABLE 10 SQ.MM. 1-CORE | 561 | Material | 7785_RMT | 7785_RMT | 1 | 0 | 15113_ELECTRICAL LT CABLES
587 | COPPER FLEXIBLE CABLE 10 SQ.MM. 2-CORE | 561 | Material | 7785_RMT | 7785_RMT | 1 | 0 | 15113_ELECTRICAL LT CABLES
588 | COPPER FLEXIBLE CABLE 10 SQ.MM. 3-CORE | 561 | Material | 7785_RMT | 7785_RMT | 1 | 0 | 15113_ELECTRICAL LT CABLES
589 | COPPER FLEXIBLE CABLE 10 SQ.MM. 4-CORE | 561 | Material | 7785_RMT | 7785_RMT | 1 | 0 | 15113_ELECTRICAL LT CABLES
590 | COPPER FLEXIBLE CABLE 16 SQ.MM. 1-CORE | 561 | Material | 7785_RMT | 7785_RMT | 1 | 0 | 15113_ELECTRICAL LT CABLES
591 | COPPER FLEXIBLE CABLE 16 SQ.MM. 2-CORE | 561 | Material | 7785_RMT | 7785_RMT | 1 | 0 | 15113_ELECTRICAL LT CABLES
592 | COPPER FLEXIBLE CABLE 16 SQ.MM. 3-CORE | 561 | Material | 7785_RMT | 7785_RMT | 1 | 0 | 15113_ELECTRICAL LT CABLES
593 | COPPER FLEXIBLE CABLE 16 SQ.MM. 4-CORE | 561 | Material | 7785_RMT | 7785_RMT | 1 | 0 | 15113_ELECTRICAL LT CABLES
594 | COPPER FLEXIBLE CABLE 25 SQ.MM. 1-CORE | 561 | Material | 7785_RMT | 7785_RMT | 1 | 0 | 15113_ELECTRICAL LT CABLES
595 | COPPER FLEXIBLE CABLE 25 SQ.MM. 2-CORE | 561 | Material | 7785_RMT | 7785_RMT | 1 | 0 | 15113_ELECTRICAL LT CABLES
596 | COPPER FLEXIBLE CABLE 25 SQ.MM. 3-CORE | 561 | Material | 7785_RMT | 7785_RMT | 1 | 0 | 15113_ELECTRICAL LT CABLES
597 | COPPER FLEXIBLE CABLE 25 SQ.MM. 4-CORE | 561 | Material | 7785_RMT | 7785_RMT | 1 | 0 | 15113_ELECTRICAL LT CABLES
598 | ALUMINIUM ARMOURED CABLE 2.5 SQ.MM. 2-CORE | 561 | Material | 7785_RMT | 7785_RMT | 1 | 0 | 15113_ELECTRICAL LT CABLES
599 | ALUMINIUM ARMOURED CABLE 4 SQ.MM. 2-CORE | 561 | Material | 7785_RMT | 7785_RMT | 1 | 0 | 15113_ELECTRICAL LT CABLES
600 | ALUMINIUM ARMOURED CABLE 6 SQ.MM. 2-CORE | 561 | Material | 7785_RMT | 7785_RMT | 1 | 0 | 15113_ELECTRICAL LT CABLES
601 | ALUMINIUM ARMOURED CABLE 10 SQ.MM. 2-CORE | 561 | Material | 7785_RMT | 7785_RMT | 1 | 0 | 15113_ELECTRICAL LT CABLES
602 | ALUMINIUM ARMOURED CABLE 16 SQ.MM. 2-CORE | 561 | Material | 7785_RMT | 7785_RMT | 1 | 0 | 15113_ELECTRICAL LT CABLES
603 | ALUMINIUM ARMOURED CABLE 2.5 SQ.MM. 3-CORE | 561 | Material | 7785_RMT | 7785_RMT | 1 | 0 | 15113_ELECTRICAL LT CABLES
604 | ALUMINIUM ARMOURED CABLE 4 SQ.MM. 3-CORE | 561 | Material | 7785_RMT | 7785_RMT | 1 | 0 | 15113_ELECTRICAL LT CABLES
605 | ALUMINIUM ARMOURED CABLE 6 SQ.MM. 3-CORE | 561 | Material | 7785_RMT | 7785_RMT | 1 | 0 | 15113_ELECTRICAL LT CABLES
606 | ALUMINIUM ARMOURED CABLE 10 SQ.MM. 3-CORE | 561 | Material | 7785_RMT | 7785_RMT | 1 | 0 | 15113_ELECTRICAL LT CABLES
607 | ALUMINIUM ARMOURED CABLE 16 SQ.MM. 3-CORE | 561 | Material | 7785_RMT | 7785_RMT | 1 | 0 | 15113_ELECTRICAL LT CABLES
608 | ALUMINIUM ARMOURED CABLE 25 SQ.MM. 3-CORE | 561 | Material | 7785_RMT | 7785_RMT | 1 | 0 | 15113_ELECTRICAL LT CABLES
609 | ALUMINIUM ARMOURED CABLE 35 SQ.MM. 3-CORE | 561 | Material | 7785_RMT | 7785_RMT | 1 | 0 | 15113_ELECTRICAL LT CABLES
610 | ALUMINIUM ARMOURED CABLE 50 SQ.MM. 3-CORE | 561 | Material | 7785_RMT | 7785_RMT | 1 | 0 | 15113_ELECTRICAL LT CABLES
611 | ALUMINIUM ARMOURED CABLE 70 SQ.MM. 3-CORE | 561 | Material | 7785_RMT | 7785_RMT | 1 | 0 | 15113_ELECTRICAL LT CABLES
612 | ALUMINIUM ARMOURED CABLE 95 SQ.MM. 3-CORE | 561 | Material | 7785_RMT | 7785_RMT | 1 | 0 | 15113_ELECTRICAL LT CABLES
613 | ALUMINIUM ARMOURED CABLE 120 SQ.MM. 3-CORE | 561 | Material | 7785_RMT | 7785_RMT | 1 | 0 | 15113_ELECTRICAL LT CABLES
614 | ALUMINIUM ARMOURED CABLE 150 SQ.MM. 3-CORE | 561 | Material | 7785_RMT | 7785_RMT | 1 | 0 | 15113_ELECTRICAL LT CABLES
615 | ALUMINIUM ARMOURED CABLE 185 SQ.MM. 3-CORE | 561 | Material | 7785_RMT | 7785_RMT | 1 | 0 | 15113_ELECTRICAL LT CABLES
616 | ALUMINIUM ARMOURED CABLE 240 SQ.MM. 3-CORE | 561 | Material | 7785_RMT | 7785_RMT | 1 | 0 | 15113_ELECTRICAL LT CABLES
617 | ALUMINIUM ARMOURED CABLE 300 SQ.MM. 3-CORE | 561 | Material | 7785_RMT | 7785_RMT | 1 | 0 | 15113_ELECTRICAL LT CABLES
618 | ALUMINIUM ARMOURED CABLE 25 SQ.MM. 3.5-CORE | 561 | Material | 7785_RMT | 7785_RMT | 1 | 0 | 15113_ELECTRICAL LT CABLES
619 | ALUMINIUM ARMOURED CABLE 35 SQ.MM. 3.5-CORE | 561 | Material | 7785_RMT | 7785_RMT | 1 | 0 | 15113_ELECTRICAL LT CABLES
620 | ALUMINIUM ARMOURED CABLE 50 SQ.MM. 3.5-CORE | 561 | Material | 7785_RMT | 7785_RMT | 1 | 0 | 15113_ELECTRICAL LT CABLES
621 | ALUMINIUM ARMOURED CABLE 70 SQ.MM. 3.5-CORE | 561 | Material | 7785_RMT | 7785_RMT | 1 | 0 | 15113_ELECTRICAL LT CABLES
622 | ALUMINIUM ARMOURED CABLE 95 SQ.MM. 3.5-CORE | 561 | Material | 7785_RMT | 7785_RMT | 1 | 0 | 15113_ELECTRICAL LT CABLES
623 | ALUMINIUM ARMOURED CABLE 120 SQ.MM. 3.5-CORE | 561 | Material | 7785_RMT | 7785_RMT | 1 | 0 | 15113_ELECTRICAL LT CABLES
624 | ALUMINIUM ARMOURED CABLE 150 SQ.MM. 3.5-CORE | 561 | Material | 7785_RMT | 7785_RMT | 1 | 0 | 15113_ELECTRICAL LT CABLES
625 | ALUMINIUM ARMOURED CABLE 185 SQ.MM. 3.5-CORE | 561 | Material | 7785_RMT | 7785_RMT | 1 | 0 | 15113_ELECTRICAL LT CABLES
626 | ALUMINIUM ARMOURED CABLE 240 SQ.MM. 3.5-CORE | 561 | Material | 7785_RMT | 7785_RMT | 1 | 0 | 15113_ELECTRICAL LT CABLES
627 | ALUMINIUM ARMOURED CABLE 300 SQ.MM. 3.5-CORE | 561 | Material | 7785_RMT | 7785_RMT | 1 | 0 | 15113_ELECTRICAL LT CABLES
628 | ALUMINIUM ARMOURED CABLE 400 SQ.MM. 3.5-CORE | 561 | Material | 7785_RMT | 7785_RMT | 1 | 0 | 15113_ELECTRICAL LT CABLES
629 | ALUMINIUM ARMOURED CABLE 500 SQ.MM. 3.5-CORE | 561 | Material | 7785_RMT | 7785_RMT | 1 | 0 | 15113_ELECTRICAL LT CABLES
630 | ALUMINIUM ARMOURED CABLE 630 SQ.MM. 3.5-CORE | 561 | Material | 7785_RMT | 7785_RMT | 1 | 0 | 15113_ELECTRICAL LT CABLES
631 | ALUMINIUM ARMOURED CABLE 2.5 SQ.MM. 4-CORE | 561 | Material | 7785_RMT | 7785_RMT | 1 | 0 | 15113_ELECTRICAL LT CABLES
632 | ALUMINIUM ARMOURED CABLE 4 SQ.MM. 4-CORE | 561 | Material | 7785_RMT | 7785_RMT | 1 | 0 | 15113_ELECTRICAL LT CABLES
633 | ALUMINIUM ARMOURED CABLE 6 SQ.MM. 4-CORE | 561 | Material | 7785_RMT | 7785_RMT | 1 | 0 | 15113_ELECTRICAL LT CABLES
634 | ALUMINIUM ARMOURED CABLE 10 SQ.MM. 4-CORE | 561 | Material | 7785_RMT | 7785_RMT | 1 | 0 | 15113_ELECTRICAL LT CABLES
635 | ALUMINIUM ARMOURED CABLE 16 SQ.MM. 4-CORE | 561 | Material | 7785_RMT | 7785_RMT | 1 | 0 | 15113_ELECTRICAL LT CABLES
636 | ALUMINIUM ARMOURED CABLE 25 SQ.MM. 4-CORE | 561 | Material | 7785_RMT | 7785_RMT | 1 | 0 | 15113_ELECTRICAL LT CABLES
637 | ALUMINIUM ARMOURED CABLE 35 SQ.MM. 4-CORE | 561 | Material | 7785_RMT | 7785_RMT | 1 | 0 | 15113_ELECTRICAL LT CABLES
638 | ALUMINIUM ARMOURED CABLE 50 SQ.MM. 4-CORE | 561 | Material | 7785_RMT | 7785_RMT | 1 | 0 | 15113_ELECTRICAL LT CABLES
639 | ALUMINIUM ARMOURED CABLE 70 SQ.MM. 4-CORE | 561 | Material | 7785_RMT | 7785_RMT | 1 | 0 | 15113_ELECTRICAL LT CABLES
640 | ALUMINIUM ARMOURED CABLE 95 SQ.MM. 4-CORE | 561 | Material | 7785_RMT | 7785_RMT | 1 | 0 | 15113_ELECTRICAL LT CABLES
641 | ALUMINIUM ARMOURED CABLE 120 SQ.MM. 4-CORE | 561 | Material | 7785_RMT | 7785_RMT | 1 | 0 | 15113_ELECTRICAL LT CABLES
642 | ALUMINIUM ARMOURED CABLE 150 SQ.MM. 4-CORE | 561 | Material | 7785_RMT | 7785_RMT | 1 | 0 | 15113_ELECTRICAL LT CABLES
643 | ALUMINIUM ARMOURED CABLE 185 SQ.MM. 4-CORE | 561 | Material | 7785_RMT | 7785_RMT | 1 | 0 | 15113_ELECTRICAL LT CABLES
644 | ALUMINIUM ARMOURED CABLE 240 SQ.MM. 4-CORE | 561 | Material | 7785_RMT | 7785_RMT | 1 | 0 | 15113_ELECTRICAL LT CABLES
645 | ALUMINIUM ARMOURED CABLE 300 SQ.MM. 4-CORE | 561 | Material | 7785_RMT | 7785_RMT | 1 | 0 | 15113_ELECTRICAL LT CABLES
646 | ALUMINIUM ARMOURED CABLE 400 SQ.MM. 4-CORE | 561 | Material | 7785_RMT | 7785_RMT | 1 | 0 | 15113_ELECTRICAL LT CABLES
647 | ALUMINIUM ARMOURED CABLE 500 SQ.MM. 4-CORE | 561 | Material | 7785_RMT | 7785_RMT | 1 | 0 | 15113_ELECTRICAL LT CABLES
648 | ALUMINIUM ARMOURED CABLE 630 SQ.MM. 4-CORE | 561 | Material | 7785_RMT | 7785_RMT | 1 | 0 | 15113_ELECTRICAL LT CABLES
649 | COPPER COAXIAL CABLE 3+1 | 561 | Material | 7785_RMT | 7785_RMT | 1 | 0 | 15113_ELECTRICAL LT CABLES
650 | COPPER COAXIAL CABLE 4+1 | 561 | Material | 7785_RMT | 7785_RMT | 1 | 0 | 15113_ELECTRICAL LT CABLES
651 | CAT -6 | 561 | Material | 7785_RMT | 7785_RMT | 1 | 0 | 15113_ELECTRICAL LT CABLES
652 | CAT - 6 A | 561 | Material | 7785_RMT | 7785_RMT | 1 | 0 | 15113_ELECTRICAL LT CABLES
653 | CABLE RG -6 | 561 | Material | 7785_RMT | 7785_RMT | 1 | 0 | 15113_ELECTRICAL LT CABLES
654 | FIBER OPTIC CABLE SINGLE MODE 2 CORE | 561 | Material | 7785_RMT | 7785_RMT | 1 | 0 | 15113_ELECTRICAL LT CABLES
655 | FIBER OPTIC CABLE SINGLE MODE 4 CORE | 561 | Material | 7785_RMT | 7785_RMT | 1 | 0 | 15113_ELECTRICAL LT CABLES
656 | FIBER OPTIC CABLE SINGLE MODE 6 CORE | 561 | Material | 7785_RMT | 7785_RMT | 1 | 0 | 15113_ELECTRICAL LT CABLES
657 | FIBER OPTIC CABLE SINGLE MODE 12 CORE | 561 | Material | 7785_RMT | 7785_RMT | 1 | 0 | 15113_ELECTRICAL LT CABLES
658 | ELECTRICAL SWITCH & SOCKET | 0 | Group
659 | SWITCH 6 AMP BELL PUSH 1-MODULE | 658 | Material | 7778_NOS | 7778_NOS | 1 | 0 | 15114_ELECTRICAL SWITCH & SOCKET
660 | SWITCH 6 AMP BELL PUSH 2-MODULE | 658 | Material | 7778_NOS | 7778_NOS | 1 | 0 | 15114_ELECTRICAL SWITCH & SOCKET
661 | SWITCH 6 AMP BELL PUSH WITH INDICATOR 1-MODULE | 658 | Material | 7778_NOS | 7778_NOS | 1 | 0 | 15114_ELECTRICAL SWITCH & SOCKET
662 | SWITCH 6 AMP BELL PUSH WITH INDICATOR 2-MODULE | 658 | Material | 7778_NOS | 7778_NOS | 1 | 0 | 15114_ELECTRICAL SWITCH & SOCKET
663 | SWITCH 10 AMP BELL PUSH 1-MODULE | 658 | Material | 7778_NOS | 7778_NOS | 1 | 0 | 15114_ELECTRICAL SWITCH & SOCKET
664 | SWITCH 10 AMP BELL PUSH 2-MODULE | 658 | Material | 7778_NOS | 7778_NOS | 1 | 0 | 15114_ELECTRICAL SWITCH & SOCKET
665 | SWITCH 10 AMP BELL PUSH WITH INDICATOR 1-MODULE | 658 | Material | 7778_NOS | 7778_NOS | 1 | 0 | 15114_ELECTRICAL SWITCH & SOCKET
666 | SWITCH 10 AMP BELL PUSH WITH INDICATOR 2-MODULE | 658 | Material | 7778_NOS | 7778_NOS | 1 | 0 | 15114_ELECTRICAL SWITCH & SOCKET
667 | SWITCH 6 AMP 1 WAY 1-MODULE | 658 | Material | 7778_NOS | 7778_NOS | 1 | 0 | 15114_ELECTRICAL SWITCH & SOCKET
668 | SWITCH 6 AMP 2 WAY 1-MODULE | 658 | Material | 7778_NOS | 7778_NOS | 1 | 0 | 15114_ELECTRICAL SWITCH & SOCKET
669 | SWITCH 6 AMP 1 WAY WITH INDICATOR 1-MODULE | 658 | Material | 7778_NOS | 7778_NOS | 1 | 0 | 15114_ELECTRICAL SWITCH & SOCKET
670 | SWITCH 6 AMP 2 WAY WITH INDICATOR 1-MODULE | 658 | Material | 7778_NOS | 7778_NOS | 1 | 0 | 15114_ELECTRICAL SWITCH & SOCKET
671 | SWITCH 10 AMP 1 WAY 1-MODULE | 658 | Material | 7778_NOS | 7778_NOS | 1 | 0 | 15114_ELECTRICAL SWITCH & SOCKET
672 | SWITCH 10 AMP 2 WAY 1-MODULE | 658 | Material | 7778_NOS | 7778_NOS | 1 | 0 | 15114_ELECTRICAL SWITCH & SOCKET
673 | SWITCH 10 AMP 1 WAY WITH INDICATOR 1-MODULE | 658 | Material | 7778_NOS | 7778_NOS | 1 | 0 | 15114_ELECTRICAL SWITCH & SOCKET
674 | SWITCH 10 AMP 2 WAY WITH INDICATOR 1-MODULE | 658 | Material | 7778_NOS | 7778_NOS | 1 | 0 | 15114_ELECTRICAL SWITCH & SOCKET
675 | SWITCH 16 AMP 1 WAY 1-MODULE | 658 | Material | 7778_NOS | 7778_NOS | 1 | 0 | 15114_ELECTRICAL SWITCH & SOCKET
676 | SWITCH 16 AMP 2 WAY 1-MODULE | 658 | Material | 7778_NOS | 7778_NOS | 1 | 0 | 15114_ELECTRICAL SWITCH & SOCKET
677 | SWITCH 16 AMP 1 WAY WITH INDICATOR 1-MODULE | 658 | Material | 7778_NOS | 7778_NOS | 1 | 0 | 15114_ELECTRICAL SWITCH & SOCKET
678 | SWITCH 16 AMP 1 WAY WITH INDICATOR 2-MODULE | 658 | Material | 7778_NOS | 7778_NOS | 1 | 0 | 15114_ELECTRICAL SWITCH & SOCKET
679 | SWITCH 20 AMP 1 WAY 1-MODULE | 658 | Material | 7778_NOS | 7778_NOS | 1 | 0 | 15114_ELECTRICAL SWITCH & SOCKET
680 | SWITCH 20 AMP 2 WAY 1-MODULE | 658 | Material | 7778_NOS | 7778_NOS | 1 | 0 | 15114_ELECTRICAL SWITCH & SOCKET
681 | SWITCH 20 AMP 1 WAY WITH INDICATOR 1-MODULE | 658 | Material | 7778_NOS | 7778_NOS | 1 | 0 | 15114_ELECTRICAL SWITCH & SOCKET
682 | SWITCH 20 AMP 1 WAY WITH INDICATOR 2-MODULE | 658 | Material | 7778_NOS | 7778_NOS | 1 | 0 | 15114_ELECTRICAL SWITCH & SOCKET
683 | SWITCH 25 AMP 1 WAY WITH INDICATOR 2-MODULE | 658 | Material | 7778_NOS | 7778_NOS | 1 | 0 | 15114_ELECTRICAL SWITCH & SOCKET
684 | SWITCH 32 AMP 1 WAY WITH INDICATOR 2-MODULE | 658 | Material | 7778_NOS | 7778_NOS | 1 | 0 | 15114_ELECTRICAL SWITCH & SOCKET
685 | SWITCH KEY CARD | 658 | Material | 7778_NOS | 7778_NOS | 1 | 0 | 15114_ELECTRICAL SWITCH & SOCKET
686 | SWITCH SOCKET COMBINE 6 AMP | 658 | Material | 7778_NOS | 7778_NOS | 1 | 0 | 15114_ELECTRICAL SWITCH & SOCKET
687 | SWITCH SOCKET COMBINE 6/16 AMP | 658 | Material | 7778_NOS | 7778_NOS | 1 | 0 | 15114_ELECTRICAL SWITCH & SOCKET
688 | SOCKET 6 AMP 2 MODULE WITH SHUTTER | 658 | Material | 7778_NOS | 7778_NOS | 1 | 0 | 15114_ELECTRICAL SWITCH & SOCKET
689 | SOCKET 10 AMP 2 MODULE WITH SHUTTER | 658 | Material | 7778_NOS | 7778_NOS | 1 | 0 | 15114_ELECTRICAL SWITCH & SOCKET
690 | SOCKET 16 AMP 2 MODULE WITH SHUTTER | 658 | Material | 7778_NOS | 7778_NOS | 1 | 0 | 15114_ELECTRICAL SWITCH & SOCKET
691 | SOCKET 20 AMP 2 MODULE WITH SHUTTER | 658 | Material | 7778_NOS | 7778_NOS | 1 | 0 | 15114_ELECTRICAL SWITCH & SOCKET
692 | SOCKET 6/16 AMP 2 MODULE WITH SHUTTER | 658 | Material | 7778_NOS | 7778_NOS | 1 | 0 | 15114_ELECTRICAL SWITCH & SOCKET
693 | SOCKET SHAVER | 658 | Material | 7778_NOS | 7778_NOS | 1 | 0 | 15114_ELECTRICAL SWITCH & SOCKET
694 | SOCKET TV CO-AXIAL | 658 | Material | 7778_NOS | 7778_NOS | 1 | 0 | 15114_ELECTRICAL SWITCH & SOCKET
695 | SOCKET TELEPHONE SINGLE 1-MODULE | 658 | Material | 7778_NOS | 7778_NOS | 1 | 0 | 15114_ELECTRICAL SWITCH & SOCKET
696 | SOCKET TELEPHONE DOUBLE 1-MODULE | 658 | Material | 7778_NOS | 7778_NOS | 1 | 0 | 15114_ELECTRICAL SWITCH & SOCKET
697 | SOCKET RJ45 | 658 | Material | 7778_NOS | 7778_NOS | 1 | 0 | 15114_ELECTRICAL SWITCH & SOCKET
698 | SOCKET AUDIO/VIDEO CONNECTOR | 658 | Material | 7778_NOS | 7778_NOS | 1 | 0 | 15114_ELECTRICAL SWITCH & SOCKET
699 | SOCKET PROJECTOR CONNECTOR | 658 | Material | 7778_NOS | 7778_NOS | 1 | 0 | 15114_ELECTRICAL SWITCH & SOCKET
700 | SOCKET HDMI SOCKET | 658 | Material | 7778_NOS | 7778_NOS | 1 | 0 | 15114_ELECTRICAL SWITCH & SOCKET
701 | SOCKET USB CHARGER 1-MODULE | 658 | Material | 7778_NOS | 7778_NOS | 1 | 0 | 15114_ELECTRICAL SWITCH & SOCKET
702 | SOCKET USB CHARGER 2-MODULE | 658 | Material | 7778_NOS | 7778_NOS | 1 | 0 | 15114_ELECTRICAL SWITCH & SOCKET
703 | FAN REGULATOR STEP TYPE 1-MODULE | 658 | Material | 7778_NOS | 7778_NOS | 1 | 0 | 15114_ELECTRICAL SWITCH & SOCKET
704 | FAN REGULATOR STEP TYPE 2-MODULE | 658 | Material | 7778_NOS | 7778_NOS | 1 | 0 | 15114_ELECTRICAL SWITCH & SOCKET
705 | LIGHT DIMMER 1-MODULE | 658 | Material | 7778_NOS | 7778_NOS | 1 | 0 | 15114_ELECTRICAL SWITCH & SOCKET
706 | LIGHT DIMMER 2-MODULE | 658 | Material | 7778_NOS | 7778_NOS | 1 | 0 | 15114_ELECTRICAL SWITCH & SOCKET
707 | SKIRTING LIGHT (FOOT LAMP) | 658 | Material | 7778_NOS | 7778_NOS | 1 | 0 | 15114_ELECTRICAL SWITCH & SOCKET
708 | CONCEALED METAL BOX 1 & 2 MODULE | 658 | Material | 7778_NOS | 7778_NOS | 1 | 0 | 15114_ELECTRICAL SWITCH & SOCKET
709 | CONCEALED METAL BOX 3 MODULE | 658 | Material | 7778_NOS | 7778_NOS | 1 | 0 | 15114_ELECTRICAL SWITCH & SOCKET
710 | CONCEALED METAL BOX 4 MODULE | 658 | Material | 7778_NOS | 7778_NOS | 1 | 0 | 15114_ELECTRICAL SWITCH & SOCKET
711 | CONCEALED METAL BOX 6 MODULE | 658 | Material | 7778_NOS | 7778_NOS | 1 | 0 | 15114_ELECTRICAL SWITCH & SOCKET
712 | CONCEALED METAL BOX 8 MODULE SQUARE | 658 | Material | 7778_NOS | 7778_NOS | 1 | 0 | 15114_ELECTRICAL SWITCH & SOCKET
713 | CONCEALED METAL BOX 8 MODULE HORIZONTAL | 658 | Material | 7778_NOS | 7778_NOS | 1 | 0 | 15114_ELECTRICAL SWITCH & SOCKET
714 | CONCEALED METAL BOX 10 MODULE HORIZONTAL | 658 | Material | 7778_NOS | 7778_NOS | 1 | 0 | 15114_ELECTRICAL SWITCH & SOCKET
715 | CONCEALED METAL BOX 12 MODULE SQUARE | 658 | Material | 7778_NOS | 7778_NOS | 1 | 0 | 15114_ELECTRICAL SWITCH & SOCKET
716 | CONCEALED METAL BOX 12 MODULE HORIZONTAL | 658 | Material | 7778_NOS | 7778_NOS | 1 | 0 | 15114_ELECTRICAL SWITCH & SOCKET
717 | CONCEALED METAL BOX 18 MODULE SQUARE | 658 | Material | 7778_NOS | 7778_NOS | 1 | 0 | 15114_ELECTRICAL SWITCH & SOCKET
718 | PVC SUFACE BOX 2 MODULE | 658 | Material | 7778_NOS | 7778_NOS | 1 | 0 | 15114_ELECTRICAL SWITCH & SOCKET
719 | PVC SUFACE BOX 3 MODULE | 658 | Material | 7778_NOS | 7778_NOS | 1 | 0 | 15114_ELECTRICAL SWITCH & SOCKET
720 | PVC SUFACE BOX 4 MODULE | 658 | Material | 7778_NOS | 7778_NOS | 1 | 0 | 15114_ELECTRICAL SWITCH & SOCKET
721 | PVC SUFACE BOX 6 MODULE | 658 | Material | 7778_NOS | 7778_NOS | 1 | 0 | 15114_ELECTRICAL SWITCH & SOCKET
722 | PVC SUFACE BOX 8 MODULE SQUARE | 658 | Material | 7778_NOS | 7778_NOS | 1 | 0 | 15114_ELECTRICAL SWITCH & SOCKET
723 | PVC SUFACE BOX 8 MODULE HORIZONTAL | 658 | Material | 7778_NOS | 7778_NOS | 1 | 0 | 15114_ELECTRICAL SWITCH & SOCKET
724 | PVC SUFACE BOX 10 MODULE HORIZONTAL | 658 | Material | 7778_NOS | 7778_NOS | 1 | 0 | 15114_ELECTRICAL SWITCH & SOCKET
725 | PVC SUFACE BOX 12 MODULE SQUARE | 658 | Material | 7778_NOS | 7778_NOS | 1 | 0 | 15114_ELECTRICAL SWITCH & SOCKET
726 | PVC SUFACE BOX 18 MODULE SQUARE | 658 | Material | 7778_NOS | 7778_NOS | 1 | 0 | 15114_ELECTRICAL SWITCH & SOCKET
727 | COVER PLATE 1 MODULE | 658 | Material | 7778_NOS | 7778_NOS | 1 | 0 | 15114_ELECTRICAL SWITCH & SOCKET
728 | COVER PLATE 2 MODULE | 658 | Material | 7778_NOS | 7778_NOS | 1 | 0 | 15114_ELECTRICAL SWITCH & SOCKET
729 | COVER PLATE 3 MODULE | 658 | Material | 7778_NOS | 7778_NOS | 1 | 0 | 15114_ELECTRICAL SWITCH & SOCKET
730 | COVER PLATE 4 MODULE | 658 | Material | 7778_NOS | 7778_NOS | 1 | 0 | 15114_ELECTRICAL SWITCH & SOCKET
731 | COVER PLATE 6 MODULE | 658 | Material | 7778_NOS | 7778_NOS | 1 | 0 | 15114_ELECTRICAL SWITCH & SOCKET
732 | COVER PLATE 8 MODULE SQUARE | 658 | Material | 7778_NOS | 7778_NOS | 1 | 0 | 15114_ELECTRICAL SWITCH & SOCKET
733 | COVER PLATE 8 MODULE HORIZONTAL | 658 | Material | 7778_NOS | 7778_NOS | 1 | 0 | 15114_ELECTRICAL SWITCH & SOCKET
734 | COVER PLATE 10 MODULE HORIZONTAL | 658 | Material | 7778_NOS | 7778_NOS | 1 | 0 | 15114_ELECTRICAL SWITCH & SOCKET
735 | COVER PLATE 12 MODULE SQUARE | 658 | Material | 7778_NOS | 7778_NOS | 1 | 0 | 15114_ELECTRICAL SWITCH & SOCKET
736 | COVER PLATE 18 MODULE SQUARE | 658 | Material | 7778_NOS | 7778_NOS | 1 | 0 | 15114_ELECTRICAL SWITCH & SOCKET
737 | SWITCH BLANK PLATE 1 MODULE | 658 | Material | 7778_NOS | 7778_NOS | 1 | 0 | 15114_ELECTRICAL SWITCH & SOCKET
738 | SWITCH BLANK PLATE 2 MODULE | 658 | Material | 7778_NOS | 7778_NOS | 1 | 0 | 15114_ELECTRICAL SWITCH & SOCKET
739 | INDUSTRIAL SOCKET 16 A | 658 | Material | 7778_NOS | 7778_NOS | 1 | 0 | 15114_ELECTRICAL SWITCH & SOCKET
740 | INDUSTRIAL SOCKET 16 AMP. | 658 | Material | 7778_NOS | 7778_NOS | 1 | 0 | 15114_ELECTRICAL SWITCH & SOCKET
741 | INDUSTRIAL SOCKET 16 A. | 658 | Material | 7778_NOS | 7778_NOS | 1 | 0 | 15114_ELECTRICAL SWITCH & SOCKET
742 | INDUSTRIAL SOCKET. | 658 | Material | 7778_NOS | 7778_NOS | 1 | 0 | 15114_ELECTRICAL SWITCH & SOCKET
743 | INDUSTRIAL SOCKET | 658 | Material | 7778_NOS | 7778_NOS | 1 | 0 | 15114_ELECTRICAL SWITCH & SOCKET
744 | INDUSTRIAL SOCKET 16 AMP | 658 | Material | 7778_NOS | 7778_NOS | 1 | 0 | 15114_ELECTRICAL SWITCH & SOCKET
745 | ELECTRICAL SWITCHGEAR | 0 | Group
746 | MCB 6 AMP 1 POLE (SP) | 745 | Material | 7778_NOS | 7778_NOS | 1 | 0 | 15115_ELECTRICAL SWITCHGEAR
747 | MCB 10 AMP 1 POLE (SP) | 745 | Material | 7778_NOS | 7778_NOS | 1 | 0 | 15115_ELECTRICAL SWITCHGEAR
748 | MCB 16 AMP 1 POLE (SP) | 745 | Material | 7778_NOS | 7778_NOS | 1 | 0 | 15115_ELECTRICAL SWITCHGEAR
749 | MCB 20 AMP 1 POLE (SP) | 745 | Material | 7778_NOS | 7778_NOS | 1 | 0 | 15115_ELECTRICAL SWITCHGEAR
750 | MCB 25 AMP 1 POLE (SP) | 745 | Material | 7778_NOS | 7778_NOS | 1 | 0 | 15115_ELECTRICAL SWITCHGEAR
751 | MCB 32 AMP 1 POLE (SP) | 745 | Material | 7778_NOS | 7778_NOS | 1 | 0 | 15115_ELECTRICAL SWITCHGEAR
752 | MCB 40 AMP 1 POLE (SP) | 745 | Material | 7778_NOS | 7778_NOS | 1 | 0 | 15115_ELECTRICAL SWITCHGEAR
753 | MCB 63 AMP 1 POLE (SP) | 745 | Material | 7778_NOS | 7778_NOS | 1 | 0 | 15115_ELECTRICAL SWITCHGEAR
754 | MCB 6 AMP 2 POLE (DP) | 745 | Material | 7778_NOS | 7778_NOS | 1 | 0 | 15115_ELECTRICAL SWITCHGEAR
755 | MCB 10 AMP 2 POLE (DP) | 745 | Material | 7778_NOS | 7778_NOS | 1 | 0 | 15115_ELECTRICAL SWITCHGEAR
756 | MCB 16 AMP 2 POLE (DP) | 745 | Material | 7778_NOS | 7778_NOS | 1 | 0 | 15115_ELECTRICAL SWITCHGEAR
757 | MCB 20 AMP 2 POLE (DP) | 745 | Material | 7778_NOS | 7778_NOS | 1 | 0 | 15115_ELECTRICAL SWITCHGEAR
758 | MCB 25 AMP 2 POLE (DP) | 745 | Material | 7778_NOS | 7778_NOS | 1 | 0 | 15115_ELECTRICAL SWITCHGEAR
759 | MCB 32 AMP 2 POLE (DP) | 745 | Material | 7778_NOS | 7778_NOS | 1 | 0 | 15115_ELECTRICAL SWITCHGEAR
760 | MCB 40 AMP 2 POLE (DP) | 745 | Material | 7778_NOS | 7778_NOS | 1 | 0 | 15115_ELECTRICAL SWITCHGEAR
761 | MCB 63 AMP 2 POLE (DP) | 745 | Material | 7778_NOS | 7778_NOS | 1 | 0 | 15115_ELECTRICAL SWITCHGEAR
762 | MCB 6 AMP 3 POLE | 745 | Material | 7778_NOS | 7778_NOS | 1 | 0 | 15115_ELECTRICAL SWITCHGEAR
763 | MCB 10 AMP 3 POLE | 745 | Material | 7778_NOS | 7778_NOS | 1 | 0 | 15115_ELECTRICAL SWITCHGEAR
764 | MCB 16 AMP 3 POLE | 745 | Material | 7778_NOS | 7778_NOS | 1 | 0 | 15115_ELECTRICAL SWITCHGEAR
765 | MCB 20 AMP 3 POLE | 745 | Material | 7778_NOS | 7778_NOS | 1 | 0 | 15115_ELECTRICAL SWITCHGEAR
766 | MCB 25 AMP 3 POLE | 745 | Material | 7778_NOS | 7778_NOS | 1 | 0 | 15115_ELECTRICAL SWITCHGEAR
767 | MCB 32 AMP 3 POLE | 745 | Material | 7778_NOS | 7778_NOS | 1 | 0 | 15115_ELECTRICAL SWITCHGEAR
768 | MCB 40 AMP 3 POLE | 745 | Material | 7778_NOS | 7778_NOS | 1 | 0 | 15115_ELECTRICAL SWITCHGEAR
769 | MCB 63 AMP 3 POLE | 745 | Material | 7778_NOS | 7778_NOS | 1 | 0 | 15115_ELECTRICAL SWITCHGEAR
770 | MCB 6 AMP 4 POLE | 745 | Material | 7778_NOS | 7778_NOS | 1 | 0 | 15115_ELECTRICAL SWITCHGEAR
771 | MCB 10 AMP 4 POLE | 745 | Material | 7778_NOS | 7778_NOS | 1 | 0 | 15115_ELECTRICAL SWITCHGEAR
772 | MCB 16 AMP 4 POLE | 745 | Material | 7778_NOS | 7778_NOS | 1 | 0 | 15115_ELECTRICAL SWITCHGEAR
773 | MCB 20 AMP 4 POLE | 745 | Material | 7778_NOS | 7778_NOS | 1 | 0 | 15115_ELECTRICAL SWITCHGEAR
774 | MCB 25 AMP 4 POLE | 745 | Material | 7778_NOS | 7778_NOS | 1 | 0 | 15115_ELECTRICAL SWITCHGEAR
775 | MCB 32 AMP 4 POLE | 745 | Material | 7778_NOS | 7778_NOS | 1 | 0 | 15115_ELECTRICAL SWITCHGEAR
776 | MCB 40 AMP 4 POLE | 745 | Material | 7778_NOS | 7778_NOS | 1 | 0 | 15115_ELECTRICAL SWITCHGEAR
777 | MCB 63 AMP 4 POLE | 745 | Material | 7778_NOS | 7778_NOS | 1 | 0 | 15115_ELECTRICAL SWITCHGEAR
778 | RCCB 25 AMP 2 POLE (DP) 30mA | 745 | Material | 7778_NOS | 7778_NOS | 1 | 0 | 15115_ELECTRICAL SWITCHGEAR
779 | RCCB 40 AMP 2 POLE (DP) 30mA | 745 | Material | 7778_NOS | 7778_NOS | 1 | 0 | 15115_ELECTRICAL SWITCHGEAR
780 | RCCB 63 AMP 2 POLE (DP) 30mA | 745 | Material | 7778_NOS | 7778_NOS | 1 | 0 | 15115_ELECTRICAL SWITCHGEAR
781 | RCCB 80 AMP 2 POLE (DP) 30mA | 745 | Material | 7778_NOS | 7778_NOS | 1 | 0 | 15115_ELECTRICAL SWITCHGEAR
782 | RCCB 25 AMP 2 POLE (DP) 100mA | 745 | Material | 7778_NOS | 7778_NOS | 1 | 0 | 15115_ELECTRICAL SWITCHGEAR
783 | RCCB 40 AMP 2 POLE (DP) 100mA | 745 | Material | 7778_NOS | 7778_NOS | 1 | 0 | 15115_ELECTRICAL SWITCHGEAR
784 | RCCB 63 AMP 2 POLE (DP) 100mA | 745 | Material | 7778_NOS | 7778_NOS | 1 | 0 | 15115_ELECTRICAL SWITCHGEAR
785 | RCCB 80 AMP 2 POLE (DP) 100mA | 745 | Material | 7778_NOS | 7778_NOS | 1 | 0 | 15115_ELECTRICAL SWITCHGEAR
786 | RCCB 25 AMP 2 POLE (DP) 300mA | 745 | Material | 7778_NOS | 7778_NOS | 1 | 0 | 15115_ELECTRICAL SWITCHGEAR
787 | RCCB 40 AMP 2 POLE (DP) 300mA | 745 | Material | 7778_NOS | 7778_NOS | 1 | 0 | 15115_ELECTRICAL SWITCHGEAR
788 | RCCB 63 AMP 2 POLE (DP) 300mA | 745 | Material | 7778_NOS | 7778_NOS | 1 | 0 | 15115_ELECTRICAL SWITCHGEAR
789 | RCCB 80 AMP 2 POLE (DP) 300mA | 745 | Material | 7778_NOS | 7778_NOS | 1 | 0 | 15115_ELECTRICAL SWITCHGEAR
790 | RCCB 25 AMP 4 POLE (FP) 30mA | 745 | Material | 7778_NOS | 7778_NOS | 1 | 0 | 15115_ELECTRICAL SWITCHGEAR
791 | RCCB 40 AMP 4 POLE (FP) 30mA | 745 | Material | 7778_NOS | 7778_NOS | 1 | 0 | 15115_ELECTRICAL SWITCHGEAR
792 | RCCB 63 AMP 4 POLE (FP) 30mA | 745 | Material | 7778_NOS | 7778_NOS | 1 | 0 | 15115_ELECTRICAL SWITCHGEAR
793 | RCCB 80 AMP 4 POLE (FP) 30mA | 745 | Material | 7778_NOS | 7778_NOS | 1 | 0 | 15115_ELECTRICAL SWITCHGEAR
794 | RCCB 25 AMP 4 POLE (FP) 100mA | 745 | Material | 7778_NOS | 7778_NOS | 1 | 0 | 15115_ELECTRICAL SWITCHGEAR
795 | RCCB 40 AMP 4 POLE (FP) 100mA | 745 | Material | 7778_NOS | 7778_NOS | 1 | 0 | 15115_ELECTRICAL SWITCHGEAR
796 | RCCB 63 AMP 4 POLE (FP) 100mA | 745 | Material | 7778_NOS | 7778_NOS | 1 | 0 | 15115_ELECTRICAL SWITCHGEAR
797 | RCCB 80 AMP 4 POLE (FP) 100mA | 745 | Material | 7778_NOS | 7778_NOS | 1 | 0 | 15115_ELECTRICAL SWITCHGEAR
798 | RCCB 25 AMP 4 POLE (FP) 300mA | 745 | Material | 7778_NOS | 7778_NOS | 1 | 0 | 15115_ELECTRICAL SWITCHGEAR
799 | RCCB 40 AMP 4 POLE (FP) 300mA | 745 | Material | 7778_NOS | 7778_NOS | 1 | 0 | 15115_ELECTRICAL SWITCHGEAR
800 | RCCB 63 AMP 4 POLE (FP) 300mA | 745 | Material | 7778_NOS | 7778_NOS | 1 | 0 | 15115_ELECTRICAL SWITCHGEAR
801 | RCCB 80 AMP 4 POLE (FP) 300mA | 745 | Material | 7778_NOS | 7778_NOS | 1 | 0 | 15115_ELECTRICAL SWITCHGEAR
802 | RCBO 16 AMP 2 POLE (DP) 30mA | 745 | Material | 7778_NOS | 7778_NOS | 1 | 0 | 15115_ELECTRICAL SWITCHGEAR
803 | RCBO 20 AMP 2 POLE (DP) 30mA | 745 | Material | 7778_NOS | 7778_NOS | 1 | 0 | 15115_ELECTRICAL SWITCHGEAR
804 | RCBO 25 AMP 2 POLE (DP) 30mA | 745 | Material | 7778_NOS | 7778_NOS | 1 | 0 | 15115_ELECTRICAL SWITCHGEAR
805 | RCBO 32 AMP 2 POLE (DP) 30mA | 745 | Material | 7778_NOS | 7778_NOS | 1 | 0 | 15115_ELECTRICAL SWITCHGEAR
806 | RCBO 40 AMP 2 POLE (DP) 30mA | 745 | Material | 7778_NOS | 7778_NOS | 1 | 0 | 15115_ELECTRICAL SWITCHGEAR
807 | RCBO 16 AMP 2 POLE (DP) 300mA | 745 | Material | 7778_NOS | 7778_NOS | 1 | 0 | 15115_ELECTRICAL SWITCHGEAR
808 | RCBO 20 AMP 2 POLE (DP) 300mA | 745 | Material | 7778_NOS | 7778_NOS | 1 | 0 | 15115_ELECTRICAL SWITCHGEAR
809 | RCBO 25 AMP 2 POLE (DP) 300mA | 745 | Material | 7778_NOS | 7778_NOS | 1 | 0 | 15115_ELECTRICAL SWITCHGEAR
810 | RCBO 32 AMP 2 POLE (DP) 300mA | 745 | Material | 7778_NOS | 7778_NOS | 1 | 0 | 15115_ELECTRICAL SWITCHGEAR
811 | RCBO 40 AMP 2 POLE (DP) 300mA | 745 | Material | 7778_NOS | 7778_NOS | 1 | 0 | 15115_ELECTRICAL SWITCHGEAR
812 | MCB BLANK PLATE | 745 | Material | 7778_NOS | 7778_NOS | 1 | 0 | 15115_ELECTRICAL SWITCHGEAR
813 | METAL ENCLOSURE 2 MODULE | 745 | Material | 7778_NOS | 7778_NOS | 1 | 0 | 15115_ELECTRICAL SWITCHGEAR
814 | METAL ENCLOSURE 4 MODULE | 745 | Material | 7778_NOS | 7778_NOS | 1 | 0 | 15115_ELECTRICAL SWITCHGEAR
815 | DB SINGLE DOOR SPN 6 WAY | 745 | Material | 7778_NOS | 7778_NOS | 1 | 0 | 15115_ELECTRICAL SWITCHGEAR
816 | DB SINGLE DOOR SPN 8 WAY | 745 | Material | 7778_NOS | 7778_NOS | 1 | 0 | 15115_ELECTRICAL SWITCHGEAR
817 | DB SINGLE DOOR SPN 12 WAY | 745 | Material | 7778_NOS | 7778_NOS | 1 | 0 | 15115_ELECTRICAL SWITCHGEAR
818 | DB SINGLE DOOR SPN 16 WAY | 745 | Material | 7778_NOS | 7778_NOS | 1 | 0 | 15115_ELECTRICAL SWITCHGEAR
819 | DB SINGLE DOOR SPN 18 WAY | 745 | Material | 7778_NOS | 7778_NOS | 1 | 0 | 15115_ELECTRICAL SWITCHGEAR
820 | DB SINGLE DOOR SPN 20 WAY | 745 | Material | 7778_NOS | 7778_NOS | 1 | 0 | 15115_ELECTRICAL SWITCHGEAR
821 | DB DOUBLE DOOR SPN 6 WAY | 745 | Material | 7778_NOS | 7778_NOS | 1 | 0 | 15115_ELECTRICAL SWITCHGEAR
822 | DB DOUBLE DOOR SPN 8 WAY | 745 | Material | 7778_NOS | 7778_NOS | 1 | 0 | 15115_ELECTRICAL SWITCHGEAR
823 | DB DOUBLE DOOR SPN 12 WAY | 745 | Material | 7778_NOS | 7778_NOS | 1 | 0 | 15115_ELECTRICAL SWITCHGEAR
824 | DB DOUBLE DOOR SPN 16 WAY | 745 | Material | 7778_NOS | 7778_NOS | 1 | 0 | 15115_ELECTRICAL SWITCHGEAR
825 | DB DOUBLE DOOR SPN 18 WAY | 745 | Material | 7778_NOS | 7778_NOS | 1 | 0 | 15115_ELECTRICAL SWITCHGEAR
826 | DB DOUBLE DOOR SPN 20 WAY | 745 | Material | 7778_NOS | 7778_NOS | 1 | 0 | 15115_ELECTRICAL SWITCHGEAR
827 | DB SINGLE DOOR TPN 4 WAY | 745 | Material | 7778_NOS | 7778_NOS | 1 | 0 | 15115_ELECTRICAL SWITCHGEAR
828 | DB SINGLE DOOR TPN 6 WAY | 745 | Material | 7778_NOS | 7778_NOS | 1 | 0 | 15115_ELECTRICAL SWITCHGEAR
829 | DB SINGLE DOOR TPN 8 WAY | 745 | Material | 7778_NOS | 7778_NOS | 1 | 0 | 15115_ELECTRICAL SWITCHGEAR
830 | DB SINGLE DOOR TPN 12 WAY | 745 | Material | 7778_NOS | 7778_NOS | 1 | 0 | 15115_ELECTRICAL SWITCHGEAR
831 | DB SINGLE DOOR TPN 16 WAY | 745 | Material | 7778_NOS | 7778_NOS | 1 | 0 | 15115_ELECTRICAL SWITCHGEAR
832 | DB SINGLE DOOR TPN 18 WAY | 745 | Material | 7778_NOS | 7778_NOS | 1 | 0 | 15115_ELECTRICAL SWITCHGEAR
833 | DB SINGLE DOOR TPN 20 WAY | 745 | Material | 7778_NOS | 7778_NOS | 1 | 0 | 15115_ELECTRICAL SWITCHGEAR
834 | DB DOUBLE DOOR TPN WITH T.V. TEL. 4 WAY | 745 | Material | 7778_NOS | 7778_NOS | 1 | 0 | 15115_ELECTRICAL SWITCHGEAR
835 | DB DOUBLE DOOR TPN WITH T.V. TEL. 6 WAY | 745 | Material | 7778_NOS | 7778_NOS | 1 | 0 | 15115_ELECTRICAL SWITCHGEAR
836 | DB DOUBLE DOOR TPN WITH T.V. TEL. 8 WAY | 745 | Material | 7778_NOS | 7778_NOS | 1 | 0 | 15115_ELECTRICAL SWITCHGEAR
837 | DB DOUBLE DOOR TPN WITH T.V. TEL. 12 WAY | 745 | Material | 7778_NOS | 7778_NOS | 1 | 0 | 15115_ELECTRICAL SWITCHGEAR
838 | DB DOUBLE DOOR TPN WITH T.V. TEL. 16 WAY | 745 | Material | 7778_NOS | 7778_NOS | 1 | 0 | 15115_ELECTRICAL SWITCHGEAR
839 | DB DOUBLE DOOR TPN WITH T.V. TEL. 18 WAY | 745 | Material | 7778_NOS | 7778_NOS | 1 | 0 | 15115_ELECTRICAL SWITCHGEAR
840 | DB DOUBLE DOOR TPN WITH T.V. TEL. 20 WAY | 745 | Material | 7778_NOS | 7778_NOS | 1 | 0 | 15115_ELECTRICAL SWITCHGEAR
841 | DB FOR INDUSTRIAL SOCKET & PLUG | 745 | Material | 7778_NOS | 7778_NOS | 1 | 0 | 15115_ELECTRICAL SWITCHGEAR
842 | DB FABRICATED | 745 | Material | 7778_NOS | 7778_NOS | 1 | 0 | 15115_ELECTRICAL SWITCHGEAR
843 | ELECTRICAL CABLE TRAY | 0 | Group
844 | GI CABLE TRAY PERFORATED 50 (W) X 25 (H) X 2500 (L) MM | 843 | Material | 7778_NOS | 7778_NOS | 1 | 0 | 15116_ELECTRICAL CABLE TRAY
845 | GI CABLE TRAY PERFORATED 75 (W) X 25 (H) X 2500 (L) MM | 843 | Material | 7778_NOS | 7778_NOS | 1 | 0 | 15116_ELECTRICAL CABLE TRAY
846 | GI CABLE TRAY PERFORATED 100 (W) X 25 (H) X 2500 (L) MM | 843 | Material | 7778_NOS | 7778_NOS | 1 | 0 | 15116_ELECTRICAL CABLE TRAY
847 | GI CABLE TRAY PERFORATED 150 (W) X 25 (H) X 2500 (L) MM | 843 | Material | 7778_NOS | 7778_NOS | 1 | 0 | 15116_ELECTRICAL CABLE TRAY
848 | GI CABLE TRAY PERFORATED 200 (W) X 25 (H) X 2500 (L) MM | 843 | Material | 7778_NOS | 7778_NOS | 1 | 0 | 15116_ELECTRICAL CABLE TRAY
849 | GI CABLE TRAY PERFORATED 250 (W) X 25 (H) X 2500 (L) MM | 843 | Material | 7778_NOS | 7778_NOS | 1 | 0 | 15116_ELECTRICAL CABLE TRAY
850 | GI CABLE TRAY PERFORATED 300 (W) X 25 (H) X 2500 (L) MM | 843 | Material | 7778_NOS | 7778_NOS | 1 | 0 | 15116_ELECTRICAL CABLE TRAY
851 | GI CABLE TRAY PERFORATED 350 (W) X 25 (H) X 2500 (L) MM | 843 | Material | 7778_NOS | 7778_NOS | 1 | 0 | 15116_ELECTRICAL CABLE TRAY
852 | GI CABLE TRAY PERFORATED 400 (W) X 25 (H) X 2500 (L) MM | 843 | Material | 7778_NOS | 7778_NOS | 1 | 0 | 15116_ELECTRICAL CABLE TRAY
853 | GI CABLE TRAY PERFORATED 450 (W) X 25 (H) X 2500 (L) MM | 843 | Material | 7778_NOS | 7778_NOS | 1 | 0 | 15116_ELECTRICAL CABLE TRAY
854 | GI CABLE TRAY PERFORATED 500 (W) X 25 (H) X 2500 (L) MM | 843 | Material | 7778_NOS | 7778_NOS | 1 | 0 | 15116_ELECTRICAL CABLE TRAY
855 | GI CABLE TRAY PERFORATED 600 (W) X 25 (H) X 2500 (L) MM | 843 | Material | 7778_NOS | 7778_NOS | 1 | 0 | 15116_ELECTRICAL CABLE TRAY
856 | GI CABLE TRAY PERFORATED 50 (W) X 50 (H) X 2500 (L) MM | 843 | Material | 7778_NOS | 7778_NOS | 1 | 0 | 15116_ELECTRICAL CABLE TRAY
857 | GI CABLE TRAY PERFORATED 75 (W) X 50 (H) X 2500 (L) MM | 843 | Material | 7778_NOS | 7778_NOS | 1 | 0 | 15116_ELECTRICAL CABLE TRAY
858 | GI CABLE TRAY PERFORATED 100 (W) X 50 (H) X 2500 (L) MM | 843 | Material | 7778_NOS | 7778_NOS | 1 | 0 | 15116_ELECTRICAL CABLE TRAY
859 | GI CABLE TRAY PERFORATED 150 (W) X 50 (H) X 2500 (L) MM | 843 | Material | 7778_NOS | 7778_NOS | 1 | 0 | 15116_ELECTRICAL CABLE TRAY
860 | GI CABLE TRAY PERFORATED 200 (W) X 50 (H) X 2500 (L) MM | 843 | Material | 7778_NOS | 7778_NOS | 1 | 0 | 15116_ELECTRICAL CABLE TRAY
861 | GI CABLE TRAY PERFORATED 250 (W) X 50 (H) X 2500 (L) MM | 843 | Material | 7778_NOS | 7778_NOS | 1 | 0 | 15116_ELECTRICAL CABLE TRAY
862 | GI CABLE TRAY PERFORATED 300 (W) X 50 (H) X 2500 (L) MM | 843 | Material | 7778_NOS | 7778_NOS | 1 | 0 | 15116_ELECTRICAL CABLE TRAY
863 | GI CABLE TRAY PERFORATED 350 (W) X 50 (H) X 2500 (L) MM | 843 | Material | 7778_NOS | 7778_NOS | 1 | 0 | 15116_ELECTRICAL CABLE TRAY
864 | GI CABLE TRAY PERFORATED 400 (W) X 50 (H) X 2500 (L) MM | 843 | Material | 7778_NOS | 7778_NOS | 1 | 0 | 15116_ELECTRICAL CABLE TRAY
865 | GI CABLE TRAY PERFORATED 450 (W) X 50 (H) X 2500 (L) MM | 843 | Material | 7778_NOS | 7778_NOS | 1 | 0 | 15116_ELECTRICAL CABLE TRAY
866 | GI CABLE TRAY PERFORATED 500 (W) X 50 (H) X 2500 (L) MM | 843 | Material | 7778_NOS | 7778_NOS | 1 | 0 | 15116_ELECTRICAL CABLE TRAY
867 | GI CABLE TRAY PERFORATED 600 (W) X 50 (H) X 2500 (L) MM | 843 | Material | 7778_NOS | 7778_NOS | 1 | 0 | 15116_ELECTRICAL CABLE TRAY
868 | GI CABLE TRAY PERFORATED 50 (W) X 75 (H) X 2500 (L) MM | 843 | Material | 7778_NOS | 7778_NOS | 1 | 0 | 15116_ELECTRICAL CABLE TRAY
869 | GI CABLE TRAY PERFORATED 75 (W) X 75 (H) X 2500 (L) MM | 843 | Material | 7778_NOS | 7778_NOS | 1 | 0 | 15116_ELECTRICAL CABLE TRAY
870 | GI CABLE TRAY PERFORATED 100 (W) X 75 (H) X 2500 (L) MM | 843 | Material | 7778_NOS | 7778_NOS | 1 | 0 | 15116_ELECTRICAL CABLE TRAY
871 | GI CABLE TRAY PERFORATED 150 (W) X 75 (H) X 2500 (L) MM | 843 | Material | 7778_NOS | 7778_NOS | 1 | 0 | 15116_ELECTRICAL CABLE TRAY
872 | GI CABLE TRAY PERFORATED 200 (W) X 75 (H) X 2500 (L) MM | 843 | Material | 7778_NOS | 7778_NOS | 1 | 0 | 15116_ELECTRICAL CABLE TRAY
873 | GI CABLE TRAY PERFORATED 250 (W) X 75 (H) X 2500 (L) MM | 843 | Material | 7778_NOS | 7778_NOS | 1 | 0 | 15116_ELECTRICAL CABLE TRAY
874 | GI CABLE TRAY PERFORATED 300 (W) X 75 (H) X 2500 (L) MM | 843 | Material | 7778_NOS | 7778_NOS | 1 | 0 | 15116_ELECTRICAL CABLE TRAY
875 | GI CABLE TRAY PERFORATED 350 (W) X 75 (H) X 2500 (L) MM | 843 | Material | 7778_NOS | 7778_NOS | 1 | 0 | 15116_ELECTRICAL CABLE TRAY
876 | GI CABLE TRAY PERFORATED 400 (W) X 75 (H) X 2500 (L) MM | 843 | Material | 7778_NOS | 7778_NOS | 1 | 0 | 15116_ELECTRICAL CABLE TRAY
877 | GI CABLE TRAY PERFORATED 450 (W) X 75 (H) X 2500 (L) MM | 843 | Material | 7778_NOS | 7778_NOS | 1 | 0 | 15116_ELECTRICAL CABLE TRAY
878 | GI CABLE TRAY PERFORATED 500 (W) X 75 (H) X 2500 (L) MM | 843 | Material | 7778_NOS | 7778_NOS | 1 | 0 | 15116_ELECTRICAL CABLE TRAY
879 | GI CABLE TRAY PERFORATED 600 (W) X 75 (H) X 2500 (L) MM | 843 | Material | 7778_NOS | 7778_NOS | 1 | 0 | 15116_ELECTRICAL CABLE TRAY
880 | GI CABLE TRAY PERFORATED 50 (W) X 100 (H) X 2500 (L) MM | 843 | Material | 7778_NOS | 7778_NOS | 1 | 0 | 15116_ELECTRICAL CABLE TRAY
881 | GI CABLE TRAY PERFORATED 75 (W) X 100 (H) X 2500 (L) MM | 843 | Material | 7778_NOS | 7778_NOS | 1 | 0 | 15116_ELECTRICAL CABLE TRAY
882 | GI CABLE TRAY PERFORATED 100 (W) X 100 (H) X 2500 (L) MM | 843 | Material | 7778_NOS | 7778_NOS | 1 | 0 | 15116_ELECTRICAL CABLE TRAY
883 | GI CABLE TRAY PERFORATED 150 (W) X 100 (H) X 2500 (L) MM | 843 | Material | 7778_NOS | 7778_NOS | 1 | 0 | 15116_ELECTRICAL CABLE TRAY
884 | GI CABLE TRAY PERFORATED 200 (W) X 100 (H) X 2500 (L) MM | 843 | Material | 7778_NOS | 7778_NOS | 1 | 0 | 15116_ELECTRICAL CABLE TRAY
885 | GI CABLE TRAY PERFORATED 250 (W) X 100 (H) X 2500 (L) MM | 843 | Material | 7778_NOS | 7778_NOS | 1 | 0 | 15116_ELECTRICAL CABLE TRAY
886 | GI CABLE TRAY PERFORATED 300 (W) X 100 (H) X 2500 (L) MM | 843 | Material | 7778_NOS | 7778_NOS | 1 | 0 | 15116_ELECTRICAL CABLE TRAY
887 | GI CABLE TRAY PERFORATED 350 (W) X 100 (H) X 2500 (L) MM | 843 | Material | 7778_NOS | 7778_NOS | 1 | 0 | 15116_ELECTRICAL CABLE TRAY
888 | GI CABLE TRAY PERFORATED 400 (W) X 100 (H) X 2500 (L) MM | 843 | Material | 7778_NOS | 7778_NOS | 1 | 0 | 15116_ELECTRICAL CABLE TRAY
889 | GI CABLE TRAY PERFORATED 450 (W) X 100 (H) X 2500 (L) MM | 843 | Material | 7778_NOS | 7778_NOS | 1 | 0 | 15116_ELECTRICAL CABLE TRAY
890 | GI CABLE TRAY PERFORATED 500 (W) X 100 (H) X 2500 (L) MM | 843 | Material | 7778_NOS | 7778_NOS | 1 | 0 | 15116_ELECTRICAL CABLE TRAY
891 | GI CABLE TRAY PERFORATED 600 (W) X 100 (H) X 2500 (L) MM | 843 | Material | 7778_NOS | 7778_NOS | 1 | 0 | 15116_ELECTRICAL CABLE TRAY
892 | GI CABLE TRAY LADDER 100 (W) X 50 (H) X 2500 (L) MM | 843 | Material | 7778_NOS | 7778_NOS | 1 | 0 | 15116_ELECTRICAL CABLE TRAY
893 | GI CABLE TRAY LADDER 150 (W) X 50 (H) X 2500 (L) MM | 843 | Material | 7778_NOS | 7778_NOS | 1 | 0 | 15116_ELECTRICAL CABLE TRAY
894 | GI CABLE TRAY LADDER 200 (W) X 50 (H) X 2500 (L) MM | 843 | Material | 7778_NOS | 7778_NOS | 1 | 0 | 15116_ELECTRICAL CABLE TRAY
895 | GI CABLE TRAY LADDER 250 (W) X 50 (H) X 2500 (L) MM | 843 | Material | 7778_NOS | 7778_NOS | 1 | 0 | 15116_ELECTRICAL CABLE TRAY
896 | GI CABLE TRAY LADDER 300 (W) X 50 (H) X 2500 (L) MM | 843 | Material | 7778_NOS | 7778_NOS | 1 | 0 | 15116_ELECTRICAL CABLE TRAY
897 | GI CABLE TRAY LADDER 350 (W) X 50 (H) X 2500 (L) MM | 843 | Material | 7778_NOS | 7778_NOS | 1 | 0 | 15116_ELECTRICAL CABLE TRAY
898 | GI CABLE TRAY LADDER 400 (W) X 50 (H) X 2500 (L) MM | 843 | Material | 7778_NOS | 7778_NOS | 1 | 0 | 15116_ELECTRICAL CABLE TRAY
899 | GI CABLE TRAY LADDER 450 (W) X 50 (H) X 2500 (L) MM | 843 | Material | 7778_NOS | 7778_NOS | 1 | 0 | 15116_ELECTRICAL CABLE TRAY
900 | GI CABLE TRAY LADDER 500 (W) X 50 (H) X 2500 (L) MM | 843 | Material | 7778_NOS | 7778_NOS | 1 | 0 | 15116_ELECTRICAL CABLE TRAY
901 | GI CABLE TRAY LADDER 600 (W) X 50 (H) X 2500 (L) MM | 843 | Material | 7778_NOS | 7778_NOS | 1 | 0 | 15116_ELECTRICAL CABLE TRAY
902 | GI CABLE TRAY LADDER 100 (W) X 75 (H) X 2500 (L) MM | 843 | Material | 7778_NOS | 7778_NOS | 1 | 0 | 15116_ELECTRICAL CABLE TRAY
903 | GI CABLE TRAY LADDER 150 (W) X 75 (H) X 2500 (L) MM | 843 | Material | 7778_NOS | 7778_NOS | 1 | 0 | 15116_ELECTRICAL CABLE TRAY
904 | GI CABLE TRAY LADDER 200 (W) X 75 (H) X 2500 (L) MM | 843 | Material | 7778_NOS | 7778_NOS | 1 | 0 | 15116_ELECTRICAL CABLE TRAY
905 | GI CABLE TRAY LADDER 250 (W) X 75 (H) X 2500 (L) MM | 843 | Material | 7778_NOS | 7778_NOS | 1 | 0 | 15116_ELECTRICAL CABLE TRAY
906 | GI CABLE TRAY LADDER 300 (W) X 75 (H) X 2500 (L) MM | 843 | Material | 7778_NOS | 7778_NOS | 1 | 0 | 15116_ELECTRICAL CABLE TRAY
907 | GI CABLE TRAY LADDER 350 (W) X 75 (H) X 2500 (L) MM | 843 | Material | 7778_NOS | 7778_NOS | 1 | 0 | 15116_ELECTRICAL CABLE TRAY
908 | GI CABLE TRAY LADDER 400 (W) X 75 (H) X 2500 (L) MM | 843 | Material | 7778_NOS | 7778_NOS | 1 | 0 | 15116_ELECTRICAL CABLE TRAY
909 | GI CABLE TRAY LADDER 450 (W) X 75 (H) X 2500 (L) MM | 843 | Material | 7778_NOS | 7778_NOS | 1 | 0 | 15116_ELECTRICAL CABLE TRAY
910 | GI CABLE TRAY LADDER 500 (W) X 75 (H) X 2500 (L) MM | 843 | Material | 7778_NOS | 7778_NOS | 1 | 0 | 15116_ELECTRICAL CABLE TRAY
911 | GI CABLE TRAY LADDER 600 (W) X 75 (H) X 2500 (L) MM | 843 | Material | 7778_NOS | 7778_NOS | 1 | 0 | 15116_ELECTRICAL CABLE TRAY
912 | GI CABLE TRAY LADDER 100 (W) X 100 (H) X 2500 (L) MM | 843 | Material | 7778_NOS | 7778_NOS | 1 | 0 | 15116_ELECTRICAL CABLE TRAY
913 | GI CABLE TRAY LADDER 150 (W) X 100 (H) X 2500 (L) MM | 843 | Material | 7778_NOS | 7778_NOS | 1 | 0 | 15116_ELECTRICAL CABLE TRAY
914 | GI CABLE TRAY LADDER 200 (W) X 100 (H) X 2500 (L) MM | 843 | Material | 7778_NOS | 7778_NOS | 1 | 0 | 15116_ELECTRICAL CABLE TRAY
915 | GI CABLE TRAY LADDER 250 (W) X 100 (H) X 2500 (L) MM | 843 | Material | 7778_NOS | 7778_NOS | 1 | 0 | 15116_ELECTRICAL CABLE TRAY
916 | GI CABLE TRAY LADDER 300 (W) X 100 (H) X 2500 (L) MM | 843 | Material | 7778_NOS | 7778_NOS | 1 | 0 | 15116_ELECTRICAL CABLE TRAY
917 | GI CABLE TRAY LADDER 350 (W) X 100 (H) X 2500 (L) MM | 843 | Material | 7778_NOS | 7778_NOS | 1 | 0 | 15116_ELECTRICAL CABLE TRAY
918 | GI CABLE TRAY LADDER 400 (W) X 100 (H) X 2500 (L) MM | 843 | Material | 7778_NOS | 7778_NOS | 1 | 0 | 15116_ELECTRICAL CABLE TRAY
919 | GI CABLE TRAY LADDER 450 (W) X 100 (H) X 2500 (L) MM | 843 | Material | 7778_NOS | 7778_NOS | 1 | 0 | 15116_ELECTRICAL CABLE TRAY
920 | GI CABLE TRAY LADDER 500 (W) X 100 (H) X 2500 (L) MM | 843 | Material | 7778_NOS | 7778_NOS | 1 | 0 | 15116_ELECTRICAL CABLE TRAY
921 | GI CABLE TRAY LADDER 600 (W) X 100 (H) X 2500 (L) MM | 843 | Material | 7778_NOS | 7778_NOS | 1 | 0 | 15116_ELECTRICAL CABLE TRAY
922 | GI CABLE DUCTS-TRUNK 50 (W) X 25 (H) X 2500 (L) MM | 843 | Material | 7778_NOS | 7778_NOS | 1 | 0 | 15116_ELECTRICAL CABLE TRAY
923 | GI CABLE DUCTS-TRUNK 75 (W) X 25 (H) X 2500 (L) MM | 843 | Material | 7778_NOS | 7778_NOS | 1 | 0 | 15116_ELECTRICAL CABLE TRAY
924 | GI CABLE DUCTS-TRUNK 100 (W) X 25 (H) X 2500 (L) MM | 843 | Material | 7778_NOS | 7778_NOS | 1 | 0 | 15116_ELECTRICAL CABLE TRAY
925 | GI CABLE DUCTS-TRUNK 150 (W) X 25 (H) X 2500 (L) MM | 843 | Material | 7778_NOS | 7778_NOS | 1 | 0 | 15116_ELECTRICAL CABLE TRAY
926 | GI CABLE DUCTS-TRUNK 200 (W) X 25 (H) X 2500 (L) MM | 843 | Material | 7778_NOS | 7778_NOS | 1 | 0 | 15116_ELECTRICAL CABLE TRAY
927 | GI CABLE DUCTS-TRUNK 250 (W) X 25 (H) X 2500 (L) MM | 843 | Material | 7778_NOS | 7778_NOS | 1 | 0 | 15116_ELECTRICAL CABLE TRAY
928 | GI CABLE DUCTS-TRUNK 300 (W) X 25 (H) X 2500 (L) MM | 843 | Material | 7778_NOS | 7778_NOS | 1 | 0 | 15116_ELECTRICAL CABLE TRAY
929 | GI CABLE DUCTS-TRUNK 350 (W) X 25 (H) X 2500 (L) MM | 843 | Material | 7778_NOS | 7778_NOS | 1 | 0 | 15116_ELECTRICAL CABLE TRAY
930 | GI CABLE DUCTS-TRUNK 400 (W) X 25 (H) X 2500 (L) MM | 843 | Material | 7778_NOS | 7778_NOS | 1 | 0 | 15116_ELECTRICAL CABLE TRAY
931 | GI CABLE DUCTS-TRUNK 450 (W) X 25 (H) X 2500 (L) MM | 843 | Material | 7778_NOS | 7778_NOS | 1 | 0 | 15116_ELECTRICAL CABLE TRAY
932 | GI CABLE DUCTS-TRUNK 500 (W) X 25 (H) X 2500 (L) MM | 843 | Material | 7778_NOS | 7778_NOS | 1 | 0 | 15116_ELECTRICAL CABLE TRAY
933 | GI CABLE DUCTS-TRUNK 600 (W) X 25 (H) X 2500 (L) MM | 843 | Material | 7778_NOS | 7778_NOS | 1 | 0 | 15116_ELECTRICAL CABLE TRAY
934 | GI CABLE DUCTS-TRUNK 50 (W) X 50 (H) X 2500 (L) MM | 843 | Material | 7778_NOS | 7778_NOS | 1 | 0 | 15116_ELECTRICAL CABLE TRAY
935 | GI CABLE DUCTS-TRUNK 75 (W) X 50 (H) X 2500 (L) MM | 843 | Material | 7778_NOS | 7778_NOS | 1 | 0 | 15116_ELECTRICAL CABLE TRAY
936 | GI CABLE DUCTS-TRUNK 100 (W) X 50 (H) X 2500 (L) MM | 843 | Material | 7778_NOS | 7778_NOS | 1 | 0 | 15116_ELECTRICAL CABLE TRAY
937 | GI CABLE DUCTS-TRUNK 150 (W) X 50 (H) X 2500 (L) MM | 843 | Material | 7778_NOS | 7778_NOS | 1 | 0 | 15116_ELECTRICAL CABLE TRAY
938 | GI CABLE DUCTS-TRUNK 200 (W) X 50 (H) X 2500 (L) MM | 843 | Material | 7778_NOS | 7778_NOS | 1 | 0 | 15116_ELECTRICAL CABLE TRAY
939 | GI CABLE DUCTS-TRUNK 250 (W) X 50 (H) X 2500 (L) MM | 843 | Material | 7778_NOS | 7778_NOS | 1 | 0 | 15116_ELECTRICAL CABLE TRAY
940 | GI CABLE DUCTS-TRUNK 300 (W) X 50 (H) X 2500 (L) MM | 843 | Material | 7778_NOS | 7778_NOS | 1 | 0 | 15116_ELECTRICAL CABLE TRAY
941 | GI CABLE DUCTS-TRUNK 350 (W) X 50 (H) X 2500 (L) MM | 843 | Material | 7778_NOS | 7778_NOS | 1 | 0 | 15116_ELECTRICAL CABLE TRAY
942 | GI CABLE DUCTS-TRUNK 400 (W) X 50 (H) X 2500 (L) MM | 843 | Material | 7778_NOS | 7778_NOS | 1 | 0 | 15116_ELECTRICAL CABLE TRAY
943 | GI CABLE DUCTS-TRUNK 450 (W) X 50 (H) X 2500 (L) MM | 843 | Material | 7778_NOS | 7778_NOS | 1 | 0 | 15116_ELECTRICAL CABLE TRAY
944 | GI CABLE DUCTS-TRUNK 500 (W) X 50 (H) X 2500 (L) MM | 843 | Material | 7778_NOS | 7778_NOS | 1 | 0 | 15116_ELECTRICAL CABLE TRAY
945 | GI CABLE DUCTS-TRUNK 600 (W) X 50 (H) X 2500 (L) MM | 843 | Material | 7778_NOS | 7778_NOS | 1 | 0 | 15116_ELECTRICAL CABLE TRAY
946 | GI CABLE DUCTS-TRUNK 50 (W) X 75 (H) X 2500 (L) MM | 843 | Material | 7778_NOS | 7778_NOS | 1 | 0 | 15116_ELECTRICAL CABLE TRAY
947 | GI CABLE DUCTS-TRUNK 75 (W) X 75 (H) X 2500 (L) MM | 843 | Material | 7778_NOS | 7778_NOS | 1 | 0 | 15116_ELECTRICAL CABLE TRAY
948 | GI CABLE DUCTS-TRUNK 100 (W) X 75 (H) X 2500 (L) MM | 843 | Material | 7778_NOS | 7778_NOS | 1 | 0 | 15116_ELECTRICAL CABLE TRAY
949 | GI CABLE DUCTS-TRUNK 150 (W) X 75 (H) X 2500 (L) MM | 843 | Material | 7778_NOS | 7778_NOS | 1 | 0 | 15116_ELECTRICAL CABLE TRAY
950 | GI CABLE DUCTS-TRUNK 200 (W) X 75 (H) X 2500 (L) MM | 843 | Material | 7778_NOS | 7778_NOS | 1 | 0 | 15116_ELECTRICAL CABLE TRAY
951 | GI CABLE DUCTS-TRUNK 250 (W) X 75 (H) X 2500 (L) MM | 843 | Material | 7778_NOS | 7778_NOS | 1 | 0 | 15116_ELECTRICAL CABLE TRAY
952 | GI CABLE DUCTS-TRUNK 300 (W) X 75 (H) X 2500 (L) MM | 843 | Material | 7778_NOS | 7778_NOS | 1 | 0 | 15116_ELECTRICAL CABLE TRAY
953 | GI CABLE DUCTS-TRUNK 350 (W) X 75 (H) X 2500 (L) MM | 843 | Material | 7778_NOS | 7778_NOS | 1 | 0 | 15116_ELECTRICAL CABLE TRAY
954 | GI CABLE DUCTS-TRUNK 400 (W) X 75 (H) X 2500 (L) MM | 843 | Material | 7778_NOS | 7778_NOS | 1 | 0 | 15116_ELECTRICAL CABLE TRAY
955 | GI CABLE DUCTS-TRUNK 450 (W) X 75 (H) X 2500 (L) MM | 843 | Material | 7778_NOS | 7778_NOS | 1 | 0 | 15116_ELECTRICAL CABLE TRAY
956 | GI CABLE DUCTS-TRUNK 500 (W) X 75 (H) X 2500 (L) MM | 843 | Material | 7778_NOS | 7778_NOS | 1 | 0 | 15116_ELECTRICAL CABLE TRAY
957 | GI CABLE DUCTS-TRUNK 600 (W) X 75 (H) X 2500 (L) MM | 843 | Material | 7778_NOS | 7778_NOS | 1 | 0 | 15116_ELECTRICAL CABLE TRAY
958 | GI CABLE DUCTS-TRUNK 50 (W) X 100 (H) X 2500 (L) MM | 843 | Material | 7778_NOS | 7778_NOS | 1 | 0 | 15116_ELECTRICAL CABLE TRAY
959 | GI CABLE DUCTS-TRUNK 75 (W) X 100 (H) X 2500 (L) MM | 843 | Material | 7778_NOS | 7778_NOS | 1 | 0 | 15116_ELECTRICAL CABLE TRAY
960 | GI CABLE DUCTS-TRUNK 100 (W) X 100 (H) X 2500 (L) MM | 843 | Material | 7778_NOS | 7778_NOS | 1 | 0 | 15116_ELECTRICAL CABLE TRAY
961 | GI CABLE DUCTS-TRUNK 150 (W) X 100 (H) X 2500 (L) MM | 843 | Material | 7778_NOS | 7778_NOS | 1 | 0 | 15116_ELECTRICAL CABLE TRAY
962 | GI CABLE DUCTS-TRUNK 200 (W) X 100 (H) X 2500 (L) MM | 843 | Material | 7778_NOS | 7778_NOS | 1 | 0 | 15116_ELECTRICAL CABLE TRAY
963 | GI CABLE DUCTS-TRUNK 250 (W) X 100 (H) X 2500 (L) MM | 843 | Material | 7778_NOS | 7778_NOS | 1 | 0 | 15116_ELECTRICAL CABLE TRAY
964 | GI CABLE DUCTS-TRUNK 300 (W) X 100 (H) X 2500 (L) MM | 843 | Material | 7778_NOS | 7778_NOS | 1 | 0 | 15116_ELECTRICAL CABLE TRAY
965 | GI CABLE DUCTS-TRUNK 350 (W) X 100 (H) X 2500 (L) MM | 843 | Material | 7778_NOS | 7778_NOS | 1 | 0 | 15116_ELECTRICAL CABLE TRAY
966 | GI CABLE DUCTS-TRUNK 400 (W) X 100 (H) X 2500 (L) MM | 843 | Material | 7778_NOS | 7778_NOS | 1 | 0 | 15116_ELECTRICAL CABLE TRAY
967 | GI CABLE DUCTS-TRUNK 450 (W) X 100 (H) X 2500 (L) MM | 843 | Material | 7778_NOS | 7778_NOS | 1 | 0 | 15116_ELECTRICAL CABLE TRAY
968 | GI CABLE DUCTS-TRUNK 500 (W) X 100 (H) X 2500 (L) MM | 843 | Material | 7778_NOS | 7778_NOS | 1 | 0 | 15116_ELECTRICAL CABLE TRAY
969 | GI CABLE DUCTS-TRUNK 600 (W) X 100 (H) X 2500 (L) MM | 843 | Material | 7778_NOS | 7778_NOS | 1 | 0 | 15116_ELECTRICAL CABLE TRAY
970 | GI CABLE TRAY PERFORATED BEND 90-DEG 50 (W) MM | 843 | Material | 7778_NOS | 7778_NOS | 1 | 0 | 15116_ELECTRICAL CABLE TRAY
971 | GI CABLE TRAY PERFORATED BEND 90-DEG 75 (W) MM | 843 | Material | 7778_NOS | 7778_NOS | 1 | 0 | 15116_ELECTRICAL CABLE TRAY
972 | GI CABLE TRAY PERFORATED BEND 90-DEG 100 (W) MM | 843 | Material | 7778_NOS | 7778_NOS | 1 | 0 | 15116_ELECTRICAL CABLE TRAY
973 | GI CABLE TRAY PERFORATED BEND 90-DEG 150 (W) MM | 843 | Material | 7778_NOS | 7778_NOS | 1 | 0 | 15116_ELECTRICAL CABLE TRAY
974 | GI CABLE TRAY PERFORATED BEND 90-DEG 200 (W) MM | 843 | Material | 7778_NOS | 7778_NOS | 1 | 0 | 15116_ELECTRICAL CABLE TRAY
975 | GI CABLE TRAY PERFORATED BEND 90-DEG 250 (W) MM | 843 | Material | 7778_NOS | 7778_NOS | 1 | 0 | 15116_ELECTRICAL CABLE TRAY
976 | GI CABLE TRAY PERFORATED BEND 90-DEG 300 (W) MM | 843 | Material | 7778_NOS | 7778_NOS | 1 | 0 | 15116_ELECTRICAL CABLE TRAY
977 | GI CABLE TRAY PERFORATED BEND 90-DEG 350 (W) MM | 843 | Material | 7778_NOS | 7778_NOS | 1 | 0 | 15116_ELECTRICAL CABLE TRAY
978 | GI CABLE TRAY PERFORATED BEND 90-DEG 400 (W) MM | 843 | Material | 7778_NOS | 7778_NOS | 1 | 0 | 15116_ELECTRICAL CABLE TRAY
979 | GI CABLE TRAY PERFORATED BEND 90-DEG 450 (W) MM | 843 | Material | 7778_NOS | 7778_NOS | 1 | 0 | 15116_ELECTRICAL CABLE TRAY
980 | GI CABLE TRAY PERFORATED BEND 90-DEG 500 (W) MM | 843 | Material | 7778_NOS | 7778_NOS | 1 | 0 | 15116_ELECTRICAL CABLE TRAY
981 | GI CABLE TRAY PERFORATED BEND 90-DEG 600 (W) MM | 843 | Material | 7778_NOS | 7778_NOS | 1 | 0 | 15116_ELECTRICAL CABLE TRAY
982 | GI CABLE TRAY PERFORATED BEND 45-DEG 50 (W) MM | 843 | Material | 7778_NOS | 7778_NOS | 1 | 0 | 15116_ELECTRICAL CABLE TRAY
983 | GI CABLE TRAY PERFORATED BEND 45-DEG 75 (W) MM | 843 | Material | 7778_NOS | 7778_NOS | 1 | 0 | 15116_ELECTRICAL CABLE TRAY
984 | GI CABLE TRAY PERFORATED BEND 45-DEG 100 (W) MM | 843 | Material | 7778_NOS | 7778_NOS | 1 | 0 | 15116_ELECTRICAL CABLE TRAY
985 | GI CABLE TRAY PERFORATED BEND 45-DEG 150 (W) MM | 843 | Material | 7778_NOS | 7778_NOS | 1 | 0 | 15116_ELECTRICAL CABLE TRAY
986 | GI CABLE TRAY PERFORATED BEND 45-DEG 200 (W) MM | 843 | Material | 7778_NOS | 7778_NOS | 1 | 0 | 15116_ELECTRICAL CABLE TRAY
987 | GI CABLE TRAY PERFORATED BEND 45-DEG 250 (W) MM | 843 | Material | 7778_NOS | 7778_NOS | 1 | 0 | 15116_ELECTRICAL CABLE TRAY
988 | GI CABLE TRAY PERFORATED BEND 45-DEG 300 (W) MM | 843 | Material | 7778_NOS | 7778_NOS | 1 | 0 | 15116_ELECTRICAL CABLE TRAY
989 | GI CABLE TRAY PERFORATED BEND 45-DEG 350 (W) MM | 843 | Material | 7778_NOS | 7778_NOS | 1 | 0 | 15116_ELECTRICAL CABLE TRAY
990 | GI CABLE TRAY PERFORATED BEND 45-DEG 400 (W) MM | 843 | Material | 7778_NOS | 7778_NOS | 1 | 0 | 15116_ELECTRICAL CABLE TRAY
991 | GI CABLE TRAY PERFORATED BEND 45-DEG 450 (W) MM | 843 | Material | 7778_NOS | 7778_NOS | 1 | 0 | 15116_ELECTRICAL CABLE TRAY
992 | GI CABLE TRAY PERFORATED BEND 45-DEG 500 (W) MM | 843 | Material | 7778_NOS | 7778_NOS | 1 | 0 | 15116_ELECTRICAL CABLE TRAY
993 | GI CABLE TRAY PERFORATED BEND 45-DEG 600 (W) MM | 843 | Material | 7778_NOS | 7778_NOS | 1 | 0 | 15116_ELECTRICAL CABLE TRAY
994 | GI CABLE TRAY PERFORATED VERTICAL BEND INSIDE 50 (W) MM | 843 | Material | 7778_NOS | 7778_NOS | 1 | 0 | 15116_ELECTRICAL CABLE TRAY
995 | GI CABLE TRAY PERFORATED VERTICAL BEND INSIDE 75 (W) MM | 843 | Material | 7778_NOS | 7778_NOS | 1 | 0 | 15116_ELECTRICAL CABLE TRAY
996 | GI CABLE TRAY PERFORATED VERTICAL BEND INSIDE 100 (W) MM | 843 | Material | 7778_NOS | 7778_NOS | 1 | 0 | 15116_ELECTRICAL CABLE TRAY
997 | GI CABLE TRAY PERFORATED VERTICAL BEND INSIDE 150 (W) MM | 843 | Material | 7778_NOS | 7778_NOS | 1 | 0 | 15116_ELECTRICAL CABLE TRAY
998 | GI CABLE TRAY PERFORATED VERTICAL BEND INSIDE 200 (W) MM | 843 | Material | 7778_NOS | 7778_NOS | 1 | 0 | 15116_ELECTRICAL CABLE TRAY
999 | GI CABLE TRAY PERFORATED VERTICAL BEND INSIDE 250 (W) MM | 843 | Material | 7778_NOS | 7778_NOS | 1 | 0 | 15116_ELECTRICAL CABLE TRAY
1000 | GI CABLE TRAY PERFORATED VERTICAL BEND INSIDE 300 (W) MM | 843 | Material | 7778_NOS | 7778_NOS | 1 | 0 | 15116_ELECTRICAL CABLE TRAY
1001 | GI CABLE TRAY PERFORATED VERTICAL BEND INSIDE 350 (W) MM | 843 | Material | 7778_NOS | 7778_NOS | 1 | 0 | 15116_ELECTRICAL CABLE TRAY
1002 | GI CABLE TRAY PERFORATED VERTICAL BEND INSIDE 400 (W) MM | 843 | Material | 7778_NOS | 7778_NOS | 1 | 0 | 15116_ELECTRICAL CABLE TRAY
1003 | GI CABLE TRAY PERFORATED VERTICAL BEND INSIDE 450 (W) MM | 843 | Material | 7778_NOS | 7778_NOS | 1 | 0 | 15116_ELECTRICAL CABLE TRAY
1004 | GI CABLE TRAY PERFORATED VERTICAL BEND INSIDE 500 (W) MM | 843 | Material | 7778_NOS | 7778_NOS | 1 | 0 | 15116_ELECTRICAL CABLE TRAY
1005 | GI CABLE TRAY PERFORATED VERTICAL BEND INSIDE 600 (W) MM | 843 | Material | 7778_NOS | 7778_NOS | 1 | 0 | 15116_ELECTRICAL CABLE TRAY
1006 | GI CABLE TRAY PERFORATED VERTICAL BEND OUTSIDE 50 (W) MM | 843 | Material | 7778_NOS | 7778_NOS | 1 | 0 | 15116_ELECTRICAL CABLE TRAY
1007 | GI CABLE TRAY PERFORATED VERTICAL BEND OUTSIDE 75 (W) MM | 843 | Material | 7778_NOS | 7778_NOS | 1 | 0 | 15116_ELECTRICAL CABLE TRAY
1008 | GI CABLE TRAY PERFORATED VERTICAL BEND OUTSIDE 100 (W) MM | 843 | Material | 7778_NOS | 7778_NOS | 1 | 0 | 15116_ELECTRICAL CABLE TRAY
1009 | GI CABLE TRAY PERFORATED VERTICAL BEND OUTSIDE 150 (W) MM | 843 | Material | 7778_NOS | 7778_NOS | 1 | 0 | 15116_ELECTRICAL CABLE TRAY
1010 | GI CABLE TRAY PERFORATED VERTICAL BEND OUTSIDE 200 (W) MM | 843 | Material | 7778_NOS | 7778_NOS | 1 | 0 | 15116_ELECTRICAL CABLE TRAY
1011 | GI CABLE TRAY PERFORATED VERTICAL BEND OUTSIDE 250 (W) MM | 843 | Material | 7778_NOS | 7778_NOS | 1 | 0 | 15116_ELECTRICAL CABLE TRAY
1012 | GI CABLE TRAY PERFORATED VERTICAL BEND OUTSIDE 300 (W) MM | 843 | Material | 7778_NOS | 7778_NOS | 1 | 0 | 15116_ELECTRICAL CABLE TRAY
1013 | GI CABLE TRAY PERFORATED VERTICAL BEND OUTSIDE 350 (W) MM | 843 | Material | 7778_NOS | 7778_NOS | 1 | 0 | 15116_ELECTRICAL CABLE TRAY
1014 | GI CABLE TRAY PERFORATED VERTICAL BEND OUTSIDE 400 (W) MM | 843 | Material | 7778_NOS | 7778_NOS | 1 | 0 | 15116_ELECTRICAL CABLE TRAY
1015 | GI CABLE TRAY PERFORATED VERTICAL BEND OUTSIDE 450 (W) MM | 843 | Material | 7778_NOS | 7778_NOS | 1 | 0 | 15116_ELECTRICAL CABLE TRAY
1016 | GI CABLE TRAY PERFORATED VERTICAL BEND OUTSIDE 500 (W) MM | 843 | Material | 7778_NOS | 7778_NOS | 1 | 0 | 15116_ELECTRICAL CABLE TRAY
1017 | GI CABLE TRAY PERFORATED VERTICAL BEND OUTSIDE 600 (W) MM | 843 | Material | 7778_NOS | 7778_NOS | 1 | 0 | 15116_ELECTRICAL CABLE TRAY
1018 | GI CABLE TRAY PERFORATED TEE 50 (W) MM | 843 | Material | 7778_NOS | 7778_NOS | 1 | 0 | 15116_ELECTRICAL CABLE TRAY
1019 | GI CABLE TRAY PERFORATED TEE 75 (W) MM | 843 | Material | 7778_NOS | 7778_NOS | 1 | 0 | 15116_ELECTRICAL CABLE TRAY
1020 | GI CABLE TRAY PERFORATED TEE 100 (W) MM | 843 | Material | 7778_NOS | 7778_NOS | 1 | 0 | 15116_ELECTRICAL CABLE TRAY
1021 | GI CABLE TRAY PERFORATED TEE 150 (W) MM | 843 | Material | 7778_NOS | 7778_NOS | 1 | 0 | 15116_ELECTRICAL CABLE TRAY
1022 | GI CABLE TRAY PERFORATED TEE 200 (W) MM | 843 | Material | 7778_NOS | 7778_NOS | 1 | 0 | 15116_ELECTRICAL CABLE TRAY
1023 | GI CABLE TRAY PERFORATED TEE 250 (W) MM | 843 | Material | 7778_NOS | 7778_NOS | 1 | 0 | 15116_ELECTRICAL CABLE TRAY
1024 | GI CABLE TRAY PERFORATED TEE 300 (W) MM | 843 | Material | 7778_NOS | 7778_NOS | 1 | 0 | 15116_ELECTRICAL CABLE TRAY
1025 | GI CABLE TRAY PERFORATED TEE 350 (W) MM | 843 | Material | 7778_NOS | 7778_NOS | 1 | 0 | 15116_ELECTRICAL CABLE TRAY
1026 | GI CABLE TRAY PERFORATED TEE 400 (W) MM | 843 | Material | 7778_NOS | 7778_NOS | 1 | 0 | 15116_ELECTRICAL CABLE TRAY
1027 | GI CABLE TRAY PERFORATED TEE 450 (W) MM | 843 | Material | 7778_NOS | 7778_NOS | 1 | 0 | 15116_ELECTRICAL CABLE TRAY
1028 | GI CABLE TRAY PERFORATED TEE 500 (W) MM | 843 | Material | 7778_NOS | 7778_NOS | 1 | 0 | 15116_ELECTRICAL CABLE TRAY
1029 | GI CABLE TRAY PERFORATED TEE 600 (W) MM | 843 | Material | 7778_NOS | 7778_NOS | 1 | 0 | 15116_ELECTRICAL CABLE TRAY
1030 | GI CABLE TRAY PERFORATED TEE 4-WAY 50 (W) MM | 843 | Material | 7778_NOS | 7778_NOS | 1 | 0 | 15116_ELECTRICAL CABLE TRAY
1031 | GI CABLE TRAY PERFORATED TEE 4-WAY 75 (W) MM | 843 | Material | 7778_NOS | 7778_NOS | 1 | 0 | 15116_ELECTRICAL CABLE TRAY
1032 | GI CABLE TRAY PERFORATED TEE 4-WAY 100 (W) MM | 843 | Material | 7778_NOS | 7778_NOS | 1 | 0 | 15116_ELECTRICAL CABLE TRAY
1033 | GI CABLE TRAY PERFORATED TEE 4-WAY 150 (W) MM | 843 | Material | 7778_NOS | 7778_NOS | 1 | 0 | 15116_ELECTRICAL CABLE TRAY
1034 | GI CABLE TRAY PERFORATED TEE 4-WAY 200 (W) MM | 843 | Material | 7778_NOS | 7778_NOS | 1 | 0 | 15116_ELECTRICAL CABLE TRAY
1035 | GI CABLE TRAY PERFORATED TEE 4-WAY 250 (W) MM | 843 | Material | 7778_NOS | 7778_NOS | 1 | 0 | 15116_ELECTRICAL CABLE TRAY
1036 | GI CABLE TRAY PERFORATED TEE 4-WAY 300 (W) MM | 843 | Material | 7778_NOS | 7778_NOS | 1 | 0 | 15116_ELECTRICAL CABLE TRAY
1037 | GI CABLE TRAY PERFORATED TEE 4-WAY 350 (W) MM | 843 | Material | 7778_NOS | 7778_NOS | 1 | 0 | 15116_ELECTRICAL CABLE TRAY
1038 | GI CABLE TRAY PERFORATED TEE 4-WAY 400 (W) MM | 843 | Material | 7778_NOS | 7778_NOS | 1 | 0 | 15116_ELECTRICAL CABLE TRAY
1039 | GI CABLE TRAY PERFORATED TEE 4-WAY 450 (W) MM | 843 | Material | 7778_NOS | 7778_NOS | 1 | 0 | 15116_ELECTRICAL CABLE TRAY
1040 | GI CABLE TRAY PERFORATED TEE 4-WAY 500 (W) MM | 843 | Material | 7778_NOS | 7778_NOS | 1 | 0 | 15116_ELECTRICAL CABLE TRAY
1041 | GI CABLE TRAY PERFORATED TEE 4-WAY 600 (W) MM | 843 | Material | 7778_NOS | 7778_NOS | 1 | 0 | 15116_ELECTRICAL CABLE TRAY
1042 | GI CABLE TRAY PERFORATED CENTRE REDR 50 X 75 MM | 843 | Material | 7778_NOS | 7778_NOS | 1 | 0 | 15116_ELECTRICAL CABLE TRAY
1043 | GI CABLE TRAY PERFORATED CENTRE REDR 75 X 100 MM | 843 | Material | 7778_NOS | 7778_NOS | 1 | 0 | 15116_ELECTRICAL CABLE TRAY
1044 | GI CABLE TRAY PERFORATED CENTRE REDR 100 X 150 MM | 843 | Material | 7778_NOS | 7778_NOS | 1 | 0 | 15116_ELECTRICAL CABLE TRAY
1045 | GI CABLE TRAY PERFORATED CENTRE REDR 150 X 200 MM | 843 | Material | 7778_NOS | 7778_NOS | 1 | 0 | 15116_ELECTRICAL CABLE TRAY
1046 | GI CABLE TRAY PERFORATED CENTRE REDR 200 X 250 MM | 843 | Material | 7778_NOS | 7778_NOS | 1 | 0 | 15116_ELECTRICAL CABLE TRAY
1047 | GI CABLE TRAY PERFORATED CENTRE REDR 250 X 300 MM | 843 | Material | 7778_NOS | 7778_NOS | 1 | 0 | 15116_ELECTRICAL CABLE TRAY
1048 | GI CABLE TRAY PERFORATED CENTRE REDR 300 X 350 MM | 843 | Material | 7778_NOS | 7778_NOS | 1 | 0 | 15116_ELECTRICAL CABLE TRAY
1049 | GI CABLE TRAY PERFORATED CENTRE REDR 350 X 400 MM | 843 | Material | 7778_NOS | 7778_NOS | 1 | 0 | 15116_ELECTRICAL CABLE TRAY
1050 | GI CABLE TRAY PERFORATED CENTRE REDR 400 X 450 MM | 843 | Material | 7778_NOS | 7778_NOS | 1 | 0 | 15116_ELECTRICAL CABLE TRAY
1051 | GI CABLE TRAY PERFORATED CENTRE REDR 450 X 500 MM | 843 | Material | 7778_NOS | 7778_NOS | 1 | 0 | 15116_ELECTRICAL CABLE TRAY
1052 | GI CABLE TRAY PERFORATED CENTRE REDR 500 X 600 MM | 843 | Material | 7778_NOS | 7778_NOS | 1 | 0 | 15116_ELECTRICAL CABLE TRAY
1053 | GI CABLE TRAY PERFORATED RIGHT HAND REDR 50 X 75 MM | 843 | Material | 7778_NOS | 7778_NOS | 1 | 0 | 15116_ELECTRICAL CABLE TRAY
1054 | GI CABLE TRAY PERFORATED RIGHT HAND REDR 75 X 100 MM | 843 | Material | 7778_NOS | 7778_NOS | 1 | 0 | 15116_ELECTRICAL CABLE TRAY
1055 | GI CABLE TRAY PERFORATED RIGHT HAND REDR 100 X 150 MM | 843 | Material | 7778_NOS | 7778_NOS | 1 | 0 | 15116_ELECTRICAL CABLE TRAY
1056 | GI CABLE TRAY PERFORATED RIGHT HAND REDR 150 X 200 MM | 843 | Material | 7778_NOS | 7778_NOS | 1 | 0 | 15116_ELECTRICAL CABLE TRAY
1057 | GI CABLE TRAY PERFORATED RIGHT HAND REDR 200 X 250 MM | 843 | Material | 7778_NOS | 7778_NOS | 1 | 0 | 15116_ELECTRICAL CABLE TRAY
1058 | GI CABLE TRAY PERFORATED RIGHT HAND REDR 250 X 300 MM | 843 | Material | 7778_NOS | 7778_NOS | 1 | 0 | 15116_ELECTRICAL CABLE TRAY
1059 | GI CABLE TRAY PERFORATED RIGHT HAND REDR 300 X 350 MM | 843 | Material | 7778_NOS | 7778_NOS | 1 | 0 | 15116_ELECTRICAL CABLE TRAY
1060 | GI CABLE TRAY PERFORATED RIGHT HAND REDR 350 X 400 MM | 843 | Material | 7778_NOS | 7778_NOS | 1 | 0 | 15116_ELECTRICAL CABLE TRAY
1061 | GI CABLE TRAY PERFORATED RIGHT HAND REDR 400 X 450 MM | 843 | Material | 7778_NOS | 7778_NOS | 1 | 0 | 15116_ELECTRICAL CABLE TRAY
1062 | GI CABLE TRAY PERFORATED RIGHT HAND REDR 450 X 500 MM | 843 | Material | 7778_NOS | 7778_NOS | 1 | 0 | 15116_ELECTRICAL CABLE TRAY
1063 | GI CABLE TRAY PERFORATED RIGHT HAND REDR 500 X 600 MM | 843 | Material | 7778_NOS | 7778_NOS | 1 | 0 | 15116_ELECTRICAL CABLE TRAY
1064 | GI CABLE TRAY PERFORATED LETF HAND REDR 50 X 75 MM | 843 | Material | 7778_NOS | 7778_NOS | 1 | 0 | 15116_ELECTRICAL CABLE TRAY
1065 | GI CABLE TRAY PERFORATED LETF HAND REDR 75 X 100 MM | 843 | Material | 7778_NOS | 7778_NOS | 1 | 0 | 15116_ELECTRICAL CABLE TRAY
1066 | GI CABLE TRAY PERFORATED LETF HAND REDR 100 X 150 MM | 843 | Material | 7778_NOS | 7778_NOS | 1 | 0 | 15116_ELECTRICAL CABLE TRAY
1067 | GI CABLE TRAY PERFORATED LETF HAND REDR 150 X 200 MM | 843 | Material | 7778_NOS | 7778_NOS | 1 | 0 | 15116_ELECTRICAL CABLE TRAY
1068 | GI CABLE TRAY PERFORATED LETF HAND REDR 200 X 250 MM | 843 | Material | 7778_NOS | 7778_NOS | 1 | 0 | 15116_ELECTRICAL CABLE TRAY
1069 | GI CABLE TRAY PERFORATED LETF HAND REDR 250 X 300 MM | 843 | Material | 7778_NOS | 7778_NOS | 1 | 0 | 15116_ELECTRICAL CABLE TRAY
1070 | GI CABLE TRAY PERFORATED LETF HAND REDR 300 X 350 MM | 843 | Material | 7778_NOS | 7778_NOS | 1 | 0 | 15116_ELECTRICAL CABLE TRAY
1071 | GI CABLE TRAY PERFORATED LETF HAND REDR 350 X 400 MM | 843 | Material | 7778_NOS | 7778_NOS | 1 | 0 | 15116_ELECTRICAL CABLE TRAY
1072 | GI CABLE TRAY PERFORATED LETF HAND REDR 400 X 450 MM | 843 | Material | 7778_NOS | 7778_NOS | 1 | 0 | 15116_ELECTRICAL CABLE TRAY
1073 | GI CABLE TRAY PERFORATED LETF HAND REDR 450 X 500 MM | 843 | Material | 7778_NOS | 7778_NOS | 1 | 0 | 15116_ELECTRICAL CABLE TRAY
1074 | GI CABLE TRAY PERFORATED LETF HAND REDR 500 X 600 MM | 843 | Material | 7778_NOS | 7778_NOS | 1 | 0 | 15116_ELECTRICAL CABLE TRAY
1075 | GI CABLE TRAY LADDER BEND 90-DEG 50 (W) MM | 843 | Material | 7778_NOS | 7778_NOS | 1 | 0 | 15116_ELECTRICAL CABLE TRAY
1076 | GI CABLE TRAY LADDER BEND 90-DEG 75 (W) MM | 843 | Material | 7778_NOS | 7778_NOS | 1 | 0 | 15116_ELECTRICAL CABLE TRAY
1077 | GI CABLE TRAY LADDER BEND 90-DEG 100 (W) MM | 843 | Material | 7778_NOS | 7778_NOS | 1 | 0 | 15116_ELECTRICAL CABLE TRAY
1078 | GI CABLE TRAY LADDER BEND 90-DEG 150 (W) MM | 843 | Material | 7778_NOS | 7778_NOS | 1 | 0 | 15116_ELECTRICAL CABLE TRAY
1079 | GI CABLE TRAY LADDER BEND 90-DEG 200 (W) MM | 843 | Material | 7778_NOS | 7778_NOS | 1 | 0 | 15116_ELECTRICAL CABLE TRAY
1080 | GI CABLE TRAY LADDER BEND 90-DEG 250 (W) MM | 843 | Material | 7778_NOS | 7778_NOS | 1 | 0 | 15116_ELECTRICAL CABLE TRAY
1081 | GI CABLE TRAY LADDER BEND 90-DEG 300 (W) MM | 843 | Material | 7778_NOS | 7778_NOS | 1 | 0 | 15116_ELECTRICAL CABLE TRAY
1082 | GI CABLE TRAY LADDER BEND 90-DEG 350 (W) MM | 843 | Material | 7778_NOS | 7778_NOS | 1 | 0 | 15116_ELECTRICAL CABLE TRAY
1083 | GI CABLE TRAY LADDER BEND 90-DEG 400 (W) MM | 843 | Material | 7778_NOS | 7778_NOS | 1 | 0 | 15116_ELECTRICAL CABLE TRAY
1084 | GI CABLE TRAY LADDER BEND 90-DEG 450 (W) MM | 843 | Material | 7778_NOS | 7778_NOS | 1 | 0 | 15116_ELECTRICAL CABLE TRAY
1085 | GI CABLE TRAY LADDER BEND 90-DEG 500 (W) MM | 843 | Material | 7778_NOS | 7778_NOS | 1 | 0 | 15116_ELECTRICAL CABLE TRAY
1086 | GI CABLE TRAY LADDER BEND 90-DEG 600 (W) MM | 843 | Material | 7778_NOS | 7778_NOS | 1 | 0 | 15116_ELECTRICAL CABLE TRAY
1087 | GI CABLE TRAY LADDER BEND 45-DEG 50 (W) MM | 843 | Material | 7778_NOS | 7778_NOS | 1 | 0 | 15116_ELECTRICAL CABLE TRAY
1088 | GI CABLE TRAY LADDER BEND 45-DEG 75 (W) MM | 843 | Material | 7778_NOS | 7778_NOS | 1 | 0 | 15116_ELECTRICAL CABLE TRAY
1089 | GI CABLE TRAY LADDER BEND 45-DEG 100 (W) MM | 843 | Material | 7778_NOS | 7778_NOS | 1 | 0 | 15116_ELECTRICAL CABLE TRAY
1090 | GI CABLE TRAY LADDER BEND 45-DEG 150 (W) MM | 843 | Material | 7778_NOS | 7778_NOS | 1 | 0 | 15116_ELECTRICAL CABLE TRAY
1091 | GI CABLE TRAY LADDER BEND 45-DEG 200 (W) MM | 843 | Material | 7778_NOS | 7778_NOS | 1 | 0 | 15116_ELECTRICAL CABLE TRAY
1092 | GI CABLE TRAY LADDER BEND 45-DEG 250 (W) MM | 843 | Material | 7778_NOS | 7778_NOS | 1 | 0 | 15116_ELECTRICAL CABLE TRAY
1093 | GI CABLE TRAY LADDER BEND 45-DEG 300 (W) MM | 843 | Material | 7778_NOS | 7778_NOS | 1 | 0 | 15116_ELECTRICAL CABLE TRAY
1094 | GI CABLE TRAY LADDER BEND 45-DEG 350 (W) MM | 843 | Material | 7778_NOS | 7778_NOS | 1 | 0 | 15116_ELECTRICAL CABLE TRAY
1095 | GI CABLE TRAY LADDER BEND 45-DEG 400 (W) MM | 843 | Material | 7778_NOS | 7778_NOS | 1 | 0 | 15116_ELECTRICAL CABLE TRAY
1096 | GI CABLE TRAY LADDER BEND 45-DEG 450 (W) MM | 843 | Material | 7778_NOS | 7778_NOS | 1 | 0 | 15116_ELECTRICAL CABLE TRAY
1097 | GI CABLE TRAY LADDER BEND 45-DEG 500 (W) MM | 843 | Material | 7778_NOS | 7778_NOS | 1 | 0 | 15116_ELECTRICAL CABLE TRAY
1098 | GI CABLE TRAY LADDER BEND 45-DEG 600 (W) MM | 843 | Material | 7778_NOS | 7778_NOS | 1 | 0 | 15116_ELECTRICAL CABLE TRAY
1099 | GI CABLE TRAY LADDER VERTICAL BEND INSIDE 50 (W) MM | 843 | Material | 7778_NOS | 7778_NOS | 1 | 0 | 15116_ELECTRICAL CABLE TRAY
1100 | GI CABLE TRAY LADDER VERTICAL BEND INSIDE 75 (W) MM | 843 | Material | 7778_NOS | 7778_NOS | 1 | 0 | 15116_ELECTRICAL CABLE TRAY
1101 | GI CABLE TRAY LADDER VERTICAL BEND INSIDE 100 (W) MM | 843 | Material | 7778_NOS | 7778_NOS | 1 | 0 | 15116_ELECTRICAL CABLE TRAY
1102 | GI CABLE TRAY LADDER VERTICAL BEND INSIDE 150 (W) MM | 843 | Material | 7778_NOS | 7778_NOS | 1 | 0 | 15116_ELECTRICAL CABLE TRAY
1103 | GI CABLE TRAY LADDER VERTICAL BEND INSIDE 200 (W) MM | 843 | Material | 7778_NOS | 7778_NOS | 1 | 0 | 15116_ELECTRICAL CABLE TRAY
1104 | GI CABLE TRAY LADDER VERTICAL BEND INSIDE 250 (W) MM | 843 | Material | 7778_NOS | 7778_NOS | 1 | 0 | 15116_ELECTRICAL CABLE TRAY
1105 | GI CABLE TRAY LADDER VERTICAL BEND INSIDE 300 (W) MM | 843 | Material | 7778_NOS | 7778_NOS | 1 | 0 | 15116_ELECTRICAL CABLE TRAY
1106 | GI CABLE TRAY LADDER VERTICAL BEND INSIDE 350 (W) MM | 843 | Material | 7778_NOS | 7778_NOS | 1 | 0 | 15116_ELECTRICAL CABLE TRAY
1107 | GI CABLE TRAY LADDER VERTICAL BEND INSIDE 400 (W) MM | 843 | Material | 7778_NOS | 7778_NOS | 1 | 0 | 15116_ELECTRICAL CABLE TRAY
1108 | GI CABLE TRAY LADDER VERTICAL BEND INSIDE 450 (W) MM | 843 | Material | 7778_NOS | 7778_NOS | 1 | 0 | 15116_ELECTRICAL CABLE TRAY
1109 | GI CABLE TRAY LADDER VERTICAL BEND INSIDE 500 (W) MM | 843 | Material | 7778_NOS | 7778_NOS | 1 | 0 | 15116_ELECTRICAL CABLE TRAY
1110 | GI CABLE TRAY LADDER VERTICAL BEND INSIDE 600 (W) MM | 843 | Material | 7778_NOS | 7778_NOS | 1 | 0 | 15116_ELECTRICAL CABLE TRAY
1111 | GI CABLE TRAY LADDER VERTICAL BEND OUTSIDE 50 (W) MM | 843 | Material | 7778_NOS | 7778_NOS | 1 | 0 | 15116_ELECTRICAL CABLE TRAY
1112 | GI CABLE TRAY LADDER VERTICAL BEND OUTSIDE 75 (W) MM | 843 | Material | 7778_NOS | 7778_NOS | 1 | 0 | 15116_ELECTRICAL CABLE TRAY
1113 | GI CABLE TRAY LADDER VERTICAL BEND OUTSIDE 100 (W) MM | 843 | Material | 7778_NOS | 7778_NOS | 1 | 0 | 15116_ELECTRICAL CABLE TRAY
1114 | GI CABLE TRAY LADDER VERTICAL BEND OUTSIDE 150 (W) MM | 843 | Material | 7778_NOS | 7778_NOS | 1 | 0 | 15116_ELECTRICAL CABLE TRAY
1115 | GI CABLE TRAY LADDER VERTICAL BEND OUTSIDE 200 (W) MM | 843 | Material | 7778_NOS | 7778_NOS | 1 | 0 | 15116_ELECTRICAL CABLE TRAY
1116 | GI CABLE TRAY LADDER VERTICAL BEND OUTSIDE 250 (W) MM | 843 | Material | 7778_NOS | 7778_NOS | 1 | 0 | 15116_ELECTRICAL CABLE TRAY
1117 | GI CABLE TRAY LADDER VERTICAL BEND OUTSIDE 300 (W) MM | 843 | Material | 7778_NOS | 7778_NOS | 1 | 0 | 15116_ELECTRICAL CABLE TRAY
1118 | GI CABLE TRAY LADDER VERTICAL BEND OUTSIDE 350 (W) MM | 843 | Material | 7778_NOS | 7778_NOS | 1 | 0 | 15116_ELECTRICAL CABLE TRAY
1119 | GI CABLE TRAY LADDER VERTICAL BEND OUTSIDE 400 (W) MM | 843 | Material | 7778_NOS | 7778_NOS | 1 | 0 | 15116_ELECTRICAL CABLE TRAY
1120 | GI CABLE TRAY LADDER VERTICAL BEND OUTSIDE 450 (W) MM | 843 | Material | 7778_NOS | 7778_NOS | 1 | 0 | 15116_ELECTRICAL CABLE TRAY
1121 | GI CABLE TRAY LADDER VERTICAL BEND OUTSIDE 500 (W) MM | 843 | Material | 7778_NOS | 7778_NOS | 1 | 0 | 15116_ELECTRICAL CABLE TRAY
1122 | GI CABLE TRAY LADDER VERTICAL BEND OUTSIDE 600 (W) MM | 843 | Material | 7778_NOS | 7778_NOS | 1 | 0 | 15116_ELECTRICAL CABLE TRAY
1123 | GI CABLE TRAY LADDER TEE 50 (W) MM | 843 | Material | 7778_NOS | 7778_NOS | 1 | 0 | 15116_ELECTRICAL CABLE TRAY
1124 | GI CABLE TRAY LADDER TEE 75 (W) MM | 843 | Material | 7778_NOS | 7778_NOS | 1 | 0 | 15116_ELECTRICAL CABLE TRAY
1125 | GI CABLE TRAY LADDER TEE 100 (W) MM | 843 | Material | 7778_NOS | 7778_NOS | 1 | 0 | 15116_ELECTRICAL CABLE TRAY
1126 | GI CABLE TRAY LADDER TEE 150 (W) MM | 843 | Material | 7778_NOS | 7778_NOS | 1 | 0 | 15116_ELECTRICAL CABLE TRAY
1127 | GI CABLE TRAY LADDER TEE 200 (W) MM | 843 | Material | 7778_NOS | 7778_NOS | 1 | 0 | 15116_ELECTRICAL CABLE TRAY
1128 | GI CABLE TRAY LADDER TEE 250 (W) MM | 843 | Material | 7778_NOS | 7778_NOS | 1 | 0 | 15116_ELECTRICAL CABLE TRAY
1129 | GI CABLE TRAY LADDER TEE 300 (W) MM | 843 | Material | 7778_NOS | 7778_NOS | 1 | 0 | 15116_ELECTRICAL CABLE TRAY
1130 | GI CABLE TRAY LADDER TEE 350 (W) MM | 843 | Material | 7778_NOS | 7778_NOS | 1 | 0 | 15116_ELECTRICAL CABLE TRAY
1131 | GI CABLE TRAY LADDER TEE 400 (W) MM | 843 | Material | 7778_NOS | 7778_NOS | 1 | 0 | 15116_ELECTRICAL CABLE TRAY
1132 | GI CABLE TRAY LADDER TEE 450 (W) MM | 843 | Material | 7778_NOS | 7778_NOS | 1 | 0 | 15116_ELECTRICAL CABLE TRAY
1133 | GI CABLE TRAY LADDER TEE 500 (W) MM | 843 | Material | 7778_NOS | 7778_NOS | 1 | 0 | 15116_ELECTRICAL CABLE TRAY
1134 | GI CABLE TRAY LADDER TEE 600 (W) MM | 843 | Material | 7778_NOS | 7778_NOS | 1 | 0 | 15116_ELECTRICAL CABLE TRAY
1135 | GI CABLE TRAY LADDER TEE 4-WAY 50 (W) MM | 843 | Material | 7778_NOS | 7778_NOS | 1 | 0 | 15116_ELECTRICAL CABLE TRAY
1136 | GI CABLE TRAY LADDER TEE 4-WAY 75 (W) MM | 843 | Material | 7778_NOS | 7778_NOS | 1 | 0 | 15116_ELECTRICAL CABLE TRAY
1137 | GI CABLE TRAY LADDER TEE 4-WAY 100 (W) MM | 843 | Material | 7778_NOS | 7778_NOS | 1 | 0 | 15116_ELECTRICAL CABLE TRAY
1138 | GI CABLE TRAY LADDER TEE 4-WAY 150 (W) MM | 843 | Material | 7778_NOS | 7778_NOS | 1 | 0 | 15116_ELECTRICAL CABLE TRAY
1139 | GI CABLE TRAY LADDER TEE 4-WAY 200 (W) MM | 843 | Material | 7778_NOS | 7778_NOS | 1 | 0 | 15116_ELECTRICAL CABLE TRAY
1140 | GI CABLE TRAY LADDER TEE 4-WAY 250 (W) MM | 843 | Material | 7778_NOS | 7778_NOS | 1 | 0 | 15116_ELECTRICAL CABLE TRAY
1141 | GI CABLE TRAY LADDER TEE 4-WAY 300 (W) MM | 843 | Material | 7778_NOS | 7778_NOS | 1 | 0 | 15116_ELECTRICAL CABLE TRAY
1142 | GI CABLE TRAY LADDER TEE 4-WAY 350 (W) MM | 843 | Material | 7778_NOS | 7778_NOS | 1 | 0 | 15116_ELECTRICAL CABLE TRAY
1143 | GI CABLE TRAY LADDER TEE 4-WAY 400 (W) MM | 843 | Material | 7778_NOS | 7778_NOS | 1 | 0 | 15116_ELECTRICAL CABLE TRAY
1144 | GI CABLE TRAY LADDER TEE 4-WAY 450 (W) MM | 843 | Material | 7778_NOS | 7778_NOS | 1 | 0 | 15116_ELECTRICAL CABLE TRAY
1145 | GI CABLE TRAY LADDER TEE 4-WAY 500 (W) MM | 843 | Material | 7778_NOS | 7778_NOS | 1 | 0 | 15116_ELECTRICAL CABLE TRAY
1146 | GI CABLE TRAY LADDER TEE 4-WAY 600 (W) MM | 843 | Material | 7778_NOS | 7778_NOS | 1 | 0 | 15116_ELECTRICAL CABLE TRAY
1147 | GI CABLE TRAY LADDER CENTRE REDR 50 X 75 MM | 843 | Material | 7778_NOS | 7778_NOS | 1 | 0 | 15116_ELECTRICAL CABLE TRAY
1148 | GI CABLE TRAY LADDER CENTRE REDR 75 X 100 MM | 843 | Material | 7778_NOS | 7778_NOS | 1 | 0 | 15116_ELECTRICAL CABLE TRAY
1149 | GI CABLE TRAY LADDER CENTRE REDR 100 X 150 MM | 843 | Material | 7778_NOS | 7778_NOS | 1 | 0 | 15116_ELECTRICAL CABLE TRAY
1150 | GI CABLE TRAY LADDER CENTRE REDR 150 X 200 MM | 843 | Material | 7778_NOS | 7778_NOS | 1 | 0 | 15116_ELECTRICAL CABLE TRAY
1151 | GI CABLE TRAY LADDER CENTRE REDR 200 X 250 MM | 843 | Material | 7778_NOS | 7778_NOS | 1 | 0 | 15116_ELECTRICAL CABLE TRAY
1152 | GI CABLE TRAY LADDER CENTRE REDR 250 X 300 MM | 843 | Material | 7778_NOS | 7778_NOS | 1 | 0 | 15116_ELECTRICAL CABLE TRAY
1153 | GI CABLE TRAY LADDER CENTRE REDR 300 X 350 MM | 843 | Material | 7778_NOS | 7778_NOS | 1 | 0 | 15116_ELECTRICAL CABLE TRAY
1154 | GI CABLE TRAY LADDER CENTRE REDR 350 X 400 MM | 843 | Material | 7778_NOS | 7778_NOS | 1 | 0 | 15116_ELECTRICAL CABLE TRAY
1155 | GI CABLE TRAY LADDER CENTRE REDR 400 X 450 MM | 843 | Material | 7778_NOS | 7778_NOS | 1 | 0 | 15116_ELECTRICAL CABLE TRAY
1156 | GI CABLE TRAY LADDER CENTRE REDR 450 X 500 MM | 843 | Material | 7778_NOS | 7778_NOS | 1 | 0 | 15116_ELECTRICAL CABLE TRAY
1157 | GI CABLE TRAY LADDER CENTRE REDR 500 X 600 MM | 843 | Material | 7778_NOS | 7778_NOS | 1 | 0 | 15116_ELECTRICAL CABLE TRAY
1158 | GI CABLE TRAY LADDER RIGHT HAND REDR 50 X 75 MM | 843 | Material | 7778_NOS | 7778_NOS | 1 | 0 | 15116_ELECTRICAL CABLE TRAY
1159 | GI CABLE TRAY LADDER RIGHT HAND REDR 75 X 100 MM | 843 | Material | 7778_NOS | 7778_NOS | 1 | 0 | 15116_ELECTRICAL CABLE TRAY
1160 | GI CABLE TRAY LADDER RIGHT HAND REDR 100 X 150 MM | 843 | Material | 7778_NOS | 7778_NOS | 1 | 0 | 15116_ELECTRICAL CABLE TRAY
1161 | GI CABLE TRAY LADDER RIGHT HAND REDR 150 X 200 MM | 843 | Material | 7778_NOS | 7778_NOS | 1 | 0 | 15116_ELECTRICAL CABLE TRAY
1162 | GI CABLE TRAY LADDER RIGHT HAND REDR 200 X 250 MM | 843 | Material | 7778_NOS | 7778_NOS | 1 | 0 | 15116_ELECTRICAL CABLE TRAY
1163 | GI CABLE TRAY LADDER RIGHT HAND REDR 250 X 300 MM | 843 | Material | 7778_NOS | 7778_NOS | 1 | 0 | 15116_ELECTRICAL CABLE TRAY
1164 | GI CABLE TRAY LADDER RIGHT HAND REDR 300 X 350 MM | 843 | Material | 7778_NOS | 7778_NOS | 1 | 0 | 15116_ELECTRICAL CABLE TRAY
1165 | GI CABLE TRAY LADDER RIGHT HAND REDR 350 X 400 MM | 843 | Material | 7778_NOS | 7778_NOS | 1 | 0 | 15116_ELECTRICAL CABLE TRAY
1166 | GI CABLE TRAY LADDER RIGHT HAND REDR 400 X 450 MM | 843 | Material | 7778_NOS | 7778_NOS | 1 | 0 | 15116_ELECTRICAL CABLE TRAY
1167 | GI CABLE TRAY LADDER RIGHT HAND REDR 450 X 500 MM | 843 | Material | 7778_NOS | 7778_NOS | 1 | 0 | 15116_ELECTRICAL CABLE TRAY
1168 | GI CABLE TRAY LADDER RIGHT HAND REDR 500 X 600 MM | 843 | Material | 7778_NOS | 7778_NOS | 1 | 0 | 15116_ELECTRICAL CABLE TRAY
1169 | GI CABLE TRAY LADDER LEFT HAND REDR 50 X 75 MM | 843 | Material | 7778_NOS | 7778_NOS | 1 | 0 | 15116_ELECTRICAL CABLE TRAY
1170 | GI CABLE TRAY LADDER LEFT HAND REDR 75 X 100 MM | 843 | Material | 7778_NOS | 7778_NOS | 1 | 0 | 15116_ELECTRICAL CABLE TRAY
1171 | GI CABLE TRAY LADDER LEFT HAND REDR 100 X 150 MM | 843 | Material | 7778_NOS | 7778_NOS | 1 | 0 | 15116_ELECTRICAL CABLE TRAY
1172 | GI CABLE TRAY LADDER LEFT HAND REDR 150 X 200 MM | 843 | Material | 7778_NOS | 7778_NOS | 1 | 0 | 15116_ELECTRICAL CABLE TRAY
1173 | GI CABLE TRAY LADDER LEFT HAND REDR 200 X 250 MM | 843 | Material | 7778_NOS | 7778_NOS | 1 | 0 | 15116_ELECTRICAL CABLE TRAY
1174 | GI CABLE TRAY LADDER LEFT HAND REDR 250 X 300 MM | 843 | Material | 7778_NOS | 7778_NOS | 1 | 0 | 15116_ELECTRICAL CABLE TRAY
1175 | GI CABLE TRAY LADDER LEFT HAND REDR 300 X 350 MM | 843 | Material | 7778_NOS | 7778_NOS | 1 | 0 | 15116_ELECTRICAL CABLE TRAY
1176 | GI CABLE TRAY LADDER LEFT HAND REDR 350 X 400 MM | 843 | Material | 7778_NOS | 7778_NOS | 1 | 0 | 15116_ELECTRICAL CABLE TRAY
1177 | GI CABLE TRAY LADDER LEFT HAND REDR 400 X 450 MM | 843 | Material | 7778_NOS | 7778_NOS | 1 | 0 | 15116_ELECTRICAL CABLE TRAY
1178 | GI CABLE TRAY LADDER LEFT HAND REDR 450 X 500 MM | 843 | Material | 7778_NOS | 7778_NOS | 1 | 0 | 15116_ELECTRICAL CABLE TRAY
1179 | GI CABLE TRAY LADDER LEFT HAND REDR 500 X 600 MM | 843 | Material | 7778_NOS | 7778_NOS | 1 | 0 | 15116_ELECTRICAL CABLE TRAY
1180 | GI CABLE DUCTS-TRUNK VERTICAL BEND INSIDE 250 (W) MM | 843 | Material | 7778_NOS | 7778_NOS | 1 | 0 | 15116_ELECTRICAL CABLE TRAY
1181 | GI CABLE DUCTS-TRUNK VERTICAL BEND INSIDE 300 (W) MM | 843 | Material | 7778_NOS | 7778_NOS | 1 | 0 | 15116_ELECTRICAL CABLE TRAY
1182 | GI CABLE DUCTS-TRUNK VERTICAL BEND INSIDE 350 (W) MM | 843 | Material | 7778_NOS | 7778_NOS | 1 | 0 | 15116_ELECTRICAL CABLE TRAY
1183 | GI CABLE DUCTS-TRUNK VERTICAL BEND INSIDE 400 (W) MM | 843 | Material | 7778_NOS | 7778_NOS | 1 | 0 | 15116_ELECTRICAL CABLE TRAY
1184 | GI CABLE DUCTS-TRUNK VERTICAL BEND INSIDE 450 (W) MM | 843 | Material | 7778_NOS | 7778_NOS | 1 | 0 | 15116_ELECTRICAL CABLE TRAY
1185 | GI CABLE DUCTS-TRUNK VERTICAL BEND INSIDE 500 (W) MM | 843 | Material | 7778_NOS | 7778_NOS | 1 | 0 | 15116_ELECTRICAL CABLE TRAY
1186 | GI CABLE DUCTS-TRUNK VERTICAL BEND INSIDE 600 (W) MM | 843 | Material | 7778_NOS | 7778_NOS | 1 | 0 | 15116_ELECTRICAL CABLE TRAY
1187 | GI CABLE DUCTS-TRUNK VERTICAL BEND OUTSIDE 50 (W) MM | 843 | Material | 7778_NOS | 7778_NOS | 1 | 0 | 15116_ELECTRICAL CABLE TRAY
1188 | GI CABLE DUCTS-TRUNK VERTICAL BEND OUTSIDE 75 (W) MM | 843 | Material | 7778_NOS | 7778_NOS | 1 | 0 | 15116_ELECTRICAL CABLE TRAY
1189 | GI CABLE DUCTS-TRUNK VERTICAL BEND OUTSIDE 100 (W) MM | 843 | Material | 7778_NOS | 7778_NOS | 1 | 0 | 15116_ELECTRICAL CABLE TRAY
1190 | GI CABLE DUCTS-TRUNK VERTICAL BEND OUTSIDE 150 (W) MM | 843 | Material | 7778_NOS | 7778_NOS | 1 | 0 | 15116_ELECTRICAL CABLE TRAY
1191 | GI CABLE DUCTS-TRUNK VERTICAL BEND OUTSIDE 200 (W) MM | 843 | Material | 7778_NOS | 7778_NOS | 1 | 0 | 15116_ELECTRICAL CABLE TRAY
1192 | GI CABLE DUCTS-TRUNK VERTICAL BEND OUTSIDE 250 (W) MM | 843 | Material | 7778_NOS | 7778_NOS | 1 | 0 | 15116_ELECTRICAL CABLE TRAY
1193 | GI CABLE DUCTS-TRUNK VERTICAL BEND OUTSIDE 300 (W) MM | 843 | Material | 7778_NOS | 7778_NOS | 1 | 0 | 15116_ELECTRICAL CABLE TRAY
1194 | GI CABLE DUCTS-TRUNK VERTICAL BEND OUTSIDE 350 (W) MM | 843 | Material | 7778_NOS | 7778_NOS | 1 | 0 | 15116_ELECTRICAL CABLE TRAY
1195 | GI CABLE DUCTS-TRUNK VERTICAL BEND OUTSIDE 400 (W) MM | 843 | Material | 7778_NOS | 7778_NOS | 1 | 0 | 15116_ELECTRICAL CABLE TRAY
1196 | GI CABLE DUCTS-TRUNK VERTICAL BEND OUTSIDE 450 (W) MM | 843 | Material | 7778_NOS | 7778_NOS | 1 | 0 | 15116_ELECTRICAL CABLE TRAY
1197 | GI CABLE DUCTS-TRUNK VERTICAL BEND OUTSIDE 500 (W) MM | 843 | Material | 7778_NOS | 7778_NOS | 1 | 0 | 15116_ELECTRICAL CABLE TRAY
1198 | GI CABLE DUCTS-TRUNK VERTICAL BEND OUTSIDE 600 (W) MM | 843 | Material | 7778_NOS | 7778_NOS | 1 | 0 | 15116_ELECTRICAL CABLE TRAY
1199 | GI CABLE DUCTS-TRUNK TEE 50 (W) MM | 843 | Material | 7778_NOS | 7778_NOS | 1 | 0 | 15116_ELECTRICAL CABLE TRAY
1200 | GI CABLE DUCTS-TRUNK TEE 75 (W) MM | 843 | Material | 7778_NOS | 7778_NOS | 1 | 0 | 15116_ELECTRICAL CABLE TRAY
1201 | GI CABLE DUCTS-TRUNK TEE 100 (W) MM | 843 | Material | 7778_NOS | 7778_NOS | 1 | 0 | 15116_ELECTRICAL CABLE TRAY
1202 | GI CABLE DUCTS-TRUNK TEE 150 (W) MM | 843 | Material | 7778_NOS | 7778_NOS | 1 | 0 | 15116_ELECTRICAL CABLE TRAY
1203 | GI CABLE DUCTS-TRUNK TEE 200 (W) MM | 843 | Material | 7778_NOS | 7778_NOS | 1 | 0 | 15116_ELECTRICAL CABLE TRAY
1204 | GI CABLE DUCTS-TRUNK TEE 250 (W) MM | 843 | Material | 7778_NOS | 7778_NOS | 1 | 0 | 15116_ELECTRICAL CABLE TRAY
1205 | GI CABLE DUCTS-TRUNK TEE 300 (W) MM | 843 | Material | 7778_NOS | 7778_NOS | 1 | 0 | 15116_ELECTRICAL CABLE TRAY
1206 | GI CABLE DUCTS-TRUNK TEE 350 (W) MM | 843 | Material | 7778_NOS | 7778_NOS | 1 | 0 | 15116_ELECTRICAL CABLE TRAY
1207 | GI CABLE DUCTS-TRUNK TEE 400 (W) MM | 843 | Material | 7778_NOS | 7778_NOS | 1 | 0 | 15116_ELECTRICAL CABLE TRAY
1208 | GI CABLE DUCTS-TRUNK TEE 450 (W) MM | 843 | Material | 7778_NOS | 7778_NOS | 1 | 0 | 15116_ELECTRICAL CABLE TRAY
1209 | GI CABLE DUCTS-TRUNK TEE 500 (W) MM | 843 | Material | 7778_NOS | 7778_NOS | 1 | 0 | 15116_ELECTRICAL CABLE TRAY
1210 | GI CABLE DUCTS-TRUNK TEE 600 (W) MM | 843 | Material | 7778_NOS | 7778_NOS | 1 | 0 | 15116_ELECTRICAL CABLE TRAY
1211 | GI CABLE DUCTS-TRUNK TEE 4-WAY 50 (W) MM | 843 | Material | 7778_NOS | 7778_NOS | 1 | 0 | 15116_ELECTRICAL CABLE TRAY
1212 | GI CABLE DUCTS-TRUNK TEE 4-WAY 75 (W) MM | 843 | Material | 7778_NOS | 7778_NOS | 1 | 0 | 15116_ELECTRICAL CABLE TRAY
1213 | GI CABLE DUCTS-TRUNK TEE 4-WAY 100 (W) MM | 843 | Material | 7778_NOS | 7778_NOS | 1 | 0 | 15116_ELECTRICAL CABLE TRAY
1214 | GI CABLE DUCTS-TRUNK TEE 4-WAY 150 (W) MM | 843 | Material | 7778_NOS | 7778_NOS | 1 | 0 | 15116_ELECTRICAL CABLE TRAY
1215 | GI CABLE DUCTS-TRUNK TEE 4-WAY 200 (W) MM | 843 | Material | 7778_NOS | 7778_NOS | 1 | 0 | 15116_ELECTRICAL CABLE TRAY
1216 | GI CABLE DUCTS-TRUNK TEE 4-WAY 250 (W) MM | 843 | Material | 7778_NOS | 7778_NOS | 1 | 0 | 15116_ELECTRICAL CABLE TRAY
1217 | GI CABLE DUCTS-TRUNK TEE 4-WAY 300 (W) MM | 843 | Material | 7778_NOS | 7778_NOS | 1 | 0 | 15116_ELECTRICAL CABLE TRAY
1218 | GI CABLE DUCTS-TRUNK TEE 4-WAY 350 (W) MM | 843 | Material | 7778_NOS | 7778_NOS | 1 | 0 | 15116_ELECTRICAL CABLE TRAY
1219 | GI CABLE DUCTS-TRUNK TEE 4-WAY 400 (W) MM | 843 | Material | 7778_NOS | 7778_NOS | 1 | 0 | 15116_ELECTRICAL CABLE TRAY
1220 | GI CABLE DUCTS-TRUNK TEE 4-WAY 450 (W) MM | 843 | Material | 7778_NOS | 7778_NOS | 1 | 0 | 15116_ELECTRICAL CABLE TRAY
1221 | GI CABLE DUCTS-TRUNK TEE 4-WAY 500 (W) MM | 843 | Material | 7778_NOS | 7778_NOS | 1 | 0 | 15116_ELECTRICAL CABLE TRAY
1222 | GI CABLE DUCTS-TRUNK TEE 4-WAY 600 (W) MM | 843 | Material | 7778_NOS | 7778_NOS | 1 | 0 | 15116_ELECTRICAL CABLE TRAY
1223 | GI CABLE DUCTS-TRUNK CENTRE REDR 50 X 75 MM | 843 | Material | 7778_NOS | 7778_NOS | 1 | 0 | 15116_ELECTRICAL CABLE TRAY
1224 | GI CABLE DUCTS-TRUNK CENTRE REDR 75 X 100 MM | 843 | Material | 7778_NOS | 7778_NOS | 1 | 0 | 15116_ELECTRICAL CABLE TRAY
1225 | GI CABLE DUCTS-TRUNK CENTRE REDR 100 X 150 MM | 843 | Material | 7778_NOS | 7778_NOS | 1 | 0 | 15116_ELECTRICAL CABLE TRAY
1226 | GI CABLE DUCTS-TRUNK CENTRE REDR 150 X 200 MM | 843 | Material | 7778_NOS | 7778_NOS | 1 | 0 | 15116_ELECTRICAL CABLE TRAY
1227 | GI CABLE DUCTS-TRUNK CENTRE REDR 200 X 250 MM | 843 | Material | 7778_NOS | 7778_NOS | 1 | 0 | 15116_ELECTRICAL CABLE TRAY
1228 | GI CABLE DUCTS-TRUNK CENTRE REDR 250 X 300 MM | 843 | Material | 7778_NOS | 7778_NOS | 1 | 0 | 15116_ELECTRICAL CABLE TRAY
1229 | GI CABLE DUCTS-TRUNK CENTRE REDR 300 X 350 MM | 843 | Material | 7778_NOS | 7778_NOS | 1 | 0 | 15116_ELECTRICAL CABLE TRAY
1230 | GI CABLE DUCTS-TRUNK CENTRE REDR 350 X 400 MM | 843 | Material | 7778_NOS | 7778_NOS | 1 | 0 | 15116_ELECTRICAL CABLE TRAY
1231 | GI CABLE DUCTS-TRUNK CENTRE REDR 400 X 450 MM | 843 | Material | 7778_NOS | 7778_NOS | 1 | 0 | 15116_ELECTRICAL CABLE TRAY
1232 | GI CABLE DUCTS-TRUNK CENTRE REDR 450 X 500 MM | 843 | Material | 7778_NOS | 7778_NOS | 1 | 0 | 15116_ELECTRICAL CABLE TRAY
1233 | GI CABLE DUCTS-TRUNK CENTRE REDR 500 X 600 MM | 843 | Material | 7778_NOS | 7778_NOS | 1 | 0 | 15116_ELECTRICAL CABLE TRAY
1234 | GI CABLE DUCTS-TRUNK RIGHT HAND REDR 50 X 75 MM | 843 | Material | 7778_NOS | 7778_NOS | 1 | 0 | 15116_ELECTRICAL CABLE TRAY
1235 | GI CABLE DUCTS-TRUNK RIGHT HAND REDR 75 X 100 MM | 843 | Material | 7778_NOS | 7778_NOS | 1 | 0 | 15116_ELECTRICAL CABLE TRAY
1236 | GI CABLE DUCTS-TRUNK RIGHT HAND REDR 100 X 150 MM | 843 | Material | 7778_NOS | 7778_NOS | 1 | 0 | 15116_ELECTRICAL CABLE TRAY
1237 | GI CABLE DUCTS-TRUNK RIGHT HAND REDR 150 X 200 MM | 843 | Material | 7778_NOS | 7778_NOS | 1 | 0 | 15116_ELECTRICAL CABLE TRAY
1238 | GI CABLE DUCTS-TRUNK RIGHT HAND REDR 200 X 250 MM | 843 | Material | 7778_NOS | 7778_NOS | 1 | 0 | 15116_ELECTRICAL CABLE TRAY
1239 | GI CABLE DUCTS-TRUNK RIGHT HAND REDR 250 X 300 MM | 843 | Material | 7778_NOS | 7778_NOS | 1 | 0 | 15116_ELECTRICAL CABLE TRAY
1240 | GI CABLE DUCTS-TRUNK RIGHT HAND REDR 300 X 350 MM | 843 | Material | 7778_NOS | 7778_NOS | 1 | 0 | 15116_ELECTRICAL CABLE TRAY
1241 | GI CABLE DUCTS-TRUNK RIGHT HAND REDR 350 X 400 MM | 843 | Material | 7778_NOS | 7778_NOS | 1 | 0 | 15116_ELECTRICAL CABLE TRAY
1242 | GI CABLE DUCTS-TRUNK RIGHT HAND REDR 400 X 450 MM | 843 | Material | 7778_NOS | 7778_NOS | 1 | 0 | 15116_ELECTRICAL CABLE TRAY
1243 | GI CABLE DUCTS-TRUNK RIGHT HAND REDR 450 X 500 MM | 843 | Material | 7778_NOS | 7778_NOS | 1 | 0 | 15116_ELECTRICAL CABLE TRAY
1244 | GI CABLE DUCTS-TRUNK RIGHT HAND REDR 500 X 600 MM | 843 | Material | 7778_NOS | 7778_NOS | 1 | 0 | 15116_ELECTRICAL CABLE TRAY
1245 | GI CABLE DUCTS-TRUNK LEFT HAND REDR 50 X 75 MM | 843 | Material | 7778_NOS | 7778_NOS | 1 | 0 | 15116_ELECTRICAL CABLE TRAY
1246 | GI CABLE DUCTS-TRUNK LEFT HAND REDR 75 X 100 MM | 843 | Material | 7778_NOS | 7778_NOS | 1 | 0 | 15116_ELECTRICAL CABLE TRAY
1247 | GI CABLE DUCTS-TRUNK LEFT HAND REDR 100 X 150 MM | 843 | Material | 7778_NOS | 7778_NOS | 1 | 0 | 15116_ELECTRICAL CABLE TRAY
1248 | GI CABLE DUCTS-TRUNK LEFT HAND REDR 150 X 200 MM | 843 | Material | 7778_NOS | 7778_NOS | 1 | 0 | 15116_ELECTRICAL CABLE TRAY
1249 | GI CABLE DUCTS-TRUNK LEFT HAND REDR 200 X 250 MM | 843 | Material | 7778_NOS | 7778_NOS | 1 | 0 | 15116_ELECTRICAL CABLE TRAY
1250 | GI CABLE DUCTS-TRUNK LEFT HAND REDR 250 X 300 MM | 843 | Material | 7778_NOS | 7778_NOS | 1 | 0 | 15116_ELECTRICAL CABLE TRAY
1251 | GI CABLE DUCTS-TRUNK LEFT HAND REDR 300 X 350 MM | 843 | Material | 7778_NOS | 7778_NOS | 1 | 0 | 15116_ELECTRICAL CABLE TRAY
1252 | GI CABLE DUCTS-TRUNK LEFT HAND REDR 350 X 400 MM | 843 | Material | 7778_NOS | 7778_NOS | 1 | 0 | 15116_ELECTRICAL CABLE TRAY
1253 | GI CABLE DUCTS-TRUNK LEFT HAND REDR 400 X 450 MM | 843 | Material | 7778_NOS | 7778_NOS | 1 | 0 | 15116_ELECTRICAL CABLE TRAY
1254 | GI CABLE DUCTS-TRUNK LEFT HAND REDR 450 X 500 MM | 843 | Material | 7778_NOS | 7778_NOS | 1 | 0 | 15116_ELECTRICAL CABLE TRAY
1255 | GI CABLE DUCTS-TRUNK LEFT HAND REDR 500 X 600 MM | 843 | Material | 7778_NOS | 7778_NOS | 1 | 0 | 15116_ELECTRICAL CABLE TRAY
1256 | GI CABLE TRAY JOINTER | 843 | Material | 7778_NOS | 7778_NOS | 1 | 0 | 15116_ELECTRICAL CABLE TRAY
1257 | ELECTRICAL ACCESSORIES | 0 | Group
1258 | INSULATION TAPE | 1257 | Material | 7778_NOS | 7778_NOS | 1 | 0 | 15117_ELECTRICAL ACCESSORIES
1259 | PVC ROUND PLATE 3" | 1257 | Material | 7778_NOS | 7778_NOS | 1 | 0 | 15117_ELECTRICAL ACCESSORIES
1260 | PVC ROUND PLATE 4" | 1257 | Material | 7778_NOS | 7778_NOS | 1 | 0 | 15117_ELECTRICAL ACCESSORIES
1261 | PVC ROUND PLATE 6" | 1257 | Material | 7778_NOS | 7778_NOS | 1 | 0 | 15117_ELECTRICAL ACCESSORIES
1262 | PVC ROUND FAN PLATE | 1257 | Material | 7778_NOS | 7778_NOS | 1 | 0 | 15117_ELECTRICAL ACCESSORIES
1263 | ANGLE HOLDER | 1257 | Material | 7778_NOS | 7778_NOS | 1 | 0 | 15117_ELECTRICAL ACCESSORIES
1264 | BATTEN HOLDER | 1257 | Material | 7778_NOS | 7778_NOS | 1 | 0 | 15117_ELECTRICAL ACCESSORIES
1265 | CEILING ROSE | 1257 | Material | 7778_NOS | 7778_NOS | 1 | 0 | 15117_ELECTRICAL ACCESSORIES
1266 | METAL FAN BOX | 1257 | Material | 7778_NOS | 7778_NOS | 1 | 0 | 15117_ELECTRICAL ACCESSORIES
1267 | PIN TOP 2 PIN 6 AMP | 1257 | Material | 7778_NOS | 7778_NOS | 1 | 0 | 15117_ELECTRICAL ACCESSORIES
1268 | PIN TOP 3 PIN 6 AMP | 1257 | Material | 7778_NOS | 7778_NOS | 1 | 0 | 15117_ELECTRICAL ACCESSORIES
1269 | PIN TOP 3 PIN 16 AMP | 1257 | Material | 7778_NOS | 7778_NOS | 1 | 0 | 15117_ELECTRICAL ACCESSORIES
1270 | PVC BOX 3" X 3". | 1257 | Material | 7778_NOS | 7778_NOS | 1 | 0 | 15117_ELECTRICAL ACCESSORIES
1271 | PVC BOX 3" X 3" | 1257 | Material | 7778_NOS | 7778_NOS | 1 | 0 | 15117_ELECTRICAL ACCESSORIES
1272 | FERRULS 1 SQMM 0 NO | 1257 | Material | 7782_PKT. | 7782_PKT. | 1 | 0 | 15117_ELECTRICAL ACCESSORIES
1273 | FERRULS 1 SQMM 1 NO | 1257 | Material | 7782_PKT. | 7782_PKT. | 1 | 0 | 15117_ELECTRICAL ACCESSORIES
1274 | FERRULS 1 SQMM 2 NO | 1257 | Material | 7782_PKT. | 7782_PKT. | 1 | 0 | 15117_ELECTRICAL ACCESSORIES
1275 | FERRULS 1 SQMM 3 NO | 1257 | Material | 7782_PKT. | 7782_PKT. | 1 | 0 | 15117_ELECTRICAL ACCESSORIES
1276 | FERRULS 1 SQMM 4 NO | 1257 | Material | 7782_PKT. | 7782_PKT. | 1 | 0 | 15117_ELECTRICAL ACCESSORIES
1277 | FERRULS 1 SQMM 5 NO | 1257 | Material | 7782_PKT. | 7782_PKT. | 1 | 0 | 15117_ELECTRICAL ACCESSORIES
1278 | FERRULS 1 SQMM 6 NO | 1257 | Material | 7782_PKT. | 7782_PKT. | 1 | 0 | 15117_ELECTRICAL ACCESSORIES
1279 | FERRULS 1 SQMM 7 NO | 1257 | Material | 7782_PKT. | 7782_PKT. | 1 | 0 | 15117_ELECTRICAL ACCESSORIES
1280 | FERRULS 1 SQMM 8 NO | 1257 | Material | 7782_PKT. | 7782_PKT. | 1 | 0 | 15117_ELECTRICAL ACCESSORIES
1281 | FERRULS 1 SQMM 9 NO | 1257 | Material | 7782_PKT. | 7782_PKT. | 1 | 0 | 15117_ELECTRICAL ACCESSORIES
1282 | FERRULS 1.5 SQMM 0 NO | 1257 | Material | 7782_PKT. | 7782_PKT. | 1 | 0 | 15117_ELECTRICAL ACCESSORIES
1283 | FERRULS 1.5 SQMM 1 NO | 1257 | Material | 7782_PKT. | 7782_PKT. | 1 | 0 | 15117_ELECTRICAL ACCESSORIES
1284 | FERRULS 1.5 SQMM 2 NO | 1257 | Material | 7782_PKT. | 7782_PKT. | 1 | 0 | 15117_ELECTRICAL ACCESSORIES
1285 | FERRULS 1.5 SQMM 3 NO | 1257 | Material | 7782_PKT. | 7782_PKT. | 1 | 0 | 15117_ELECTRICAL ACCESSORIES
1286 | FERRULS 1.5 SQMM 4 NO | 1257 | Material | 7782_PKT. | 7782_PKT. | 1 | 0 | 15117_ELECTRICAL ACCESSORIES
1287 | FERRULS 1.5 SQMM 5 NO | 1257 | Material | 7782_PKT. | 7782_PKT. | 1 | 0 | 15117_ELECTRICAL ACCESSORIES
1288 | FERRULS 1.5 SQMM 6 NO | 1257 | Material | 7782_PKT. | 7782_PKT. | 1 | 0 | 15117_ELECTRICAL ACCESSORIES
1289 | FERRULS 1.5 SQMM 7 NO | 1257 | Material | 7782_PKT. | 7782_PKT. | 1 | 0 | 15117_ELECTRICAL ACCESSORIES
1290 | FERRULS 1.5 SQMM 8 NO | 1257 | Material | 7782_PKT. | 7782_PKT. | 1 | 0 | 15117_ELECTRICAL ACCESSORIES
1291 | FERRULS 1.5 SQMM 9 NO | 1257 | Material | 7782_PKT. | 7782_PKT. | 1 | 0 | 15117_ELECTRICAL ACCESSORIES
1292 | FERRULS 2.5 SQMM 0 NO | 1257 | Material | 7782_PKT. | 7782_PKT. | 1 | 0 | 15117_ELECTRICAL ACCESSORIES
1293 | FERRULS 2.5 SQMM 1 NO | 1257 | Material | 7782_PKT. | 7782_PKT. | 1 | 0 | 15117_ELECTRICAL ACCESSORIES
1294 | FERRULS 2.5 SQMM 2 NO | 1257 | Material | 7782_PKT. | 7782_PKT. | 1 | 0 | 15117_ELECTRICAL ACCESSORIES
1295 | FERRULS 2.5 SQMM 3 NO | 1257 | Material | 7782_PKT. | 7782_PKT. | 1 | 0 | 15117_ELECTRICAL ACCESSORIES
1296 | FERRULS 2.5 SQMM 4 NO | 1257 | Material | 7782_PKT. | 7782_PKT. | 1 | 0 | 15117_ELECTRICAL ACCESSORIES
1297 | FERRULS 2.5 SQMM 5 NO | 1257 | Material | 7782_PKT. | 7782_PKT. | 1 | 0 | 15117_ELECTRICAL ACCESSORIES
1298 | FERRULS 2.5 SQMM 6 NO | 1257 | Material | 7782_PKT. | 7782_PKT. | 1 | 0 | 15117_ELECTRICAL ACCESSORIES
1299 | FERRULS 2.5 SQMM 7 NO | 1257 | Material | 7782_PKT. | 7782_PKT. | 1 | 0 | 15117_ELECTRICAL ACCESSORIES
1300 | FERRULS 2.5 SQMM 8 NO | 1257 | Material | 7782_PKT. | 7782_PKT. | 1 | 0 | 15117_ELECTRICAL ACCESSORIES
1301 | FERRULS 2.5 SQMM 9 NO | 1257 | Material | 7782_PKT. | 7782_PKT. | 1 | 0 | 15117_ELECTRICAL ACCESSORIES
1302 | FERRULS 4 SQMM 0 NO | 1257 | Material | 7782_PKT. | 7782_PKT. | 1 | 0 | 15117_ELECTRICAL ACCESSORIES
1303 | FERRULS 4 SQMM 1 NO | 1257 | Material | 7782_PKT. | 7782_PKT. | 1 | 0 | 15117_ELECTRICAL ACCESSORIES
1304 | FERRULS 4 SQMM 2 NO | 1257 | Material | 7782_PKT. | 7782_PKT. | 1 | 0 | 15117_ELECTRICAL ACCESSORIES
1305 | FERRULS 4 SQMM 3 NO | 1257 | Material | 7782_PKT. | 7782_PKT. | 1 | 0 | 15117_ELECTRICAL ACCESSORIES
1306 | FERRULS 4 SQMM 4 NO | 1257 | Material | 7782_PKT. | 7782_PKT. | 1 | 0 | 15117_ELECTRICAL ACCESSORIES
1307 | FERRULS 4 SQMM 5 NO | 1257 | Material | 7782_PKT. | 7782_PKT. | 1 | 0 | 15117_ELECTRICAL ACCESSORIES
1308 | FERRULS 4 SQMM 6 NO | 1257 | Material | 7782_PKT. | 7782_PKT. | 1 | 0 | 15117_ELECTRICAL ACCESSORIES
1309 | FERRULS 4 SQMM 7 NO | 1257 | Material | 7782_PKT. | 7782_PKT. | 1 | 0 | 15117_ELECTRICAL ACCESSORIES
1310 | FERRULS 4 SQMM 8 NO | 1257 | Material | 7782_PKT. | 7782_PKT. | 1 | 0 | 15117_ELECTRICAL ACCESSORIES
1311 | FERRULS 4 SQMM 9 NO | 1257 | Material | 7782_PKT. | 7782_PKT. | 1 | 0 | 15117_ELECTRICAL ACCESSORIES
1312 | FERRULS 6 SQMM 0 NO | 1257 | Material | 7782_PKT. | 7782_PKT. | 1 | 0 | 15117_ELECTRICAL ACCESSORIES
1313 | FERRULS 6 SQMM 1 NO | 1257 | Material | 7782_PKT. | 7782_PKT. | 1 | 0 | 15117_ELECTRICAL ACCESSORIES
1314 | FERRULS 6 SQMM 2 NO | 1257 | Material | 7782_PKT. | 7782_PKT. | 1 | 0 | 15117_ELECTRICAL ACCESSORIES
1315 | FERRULS 6 SQMM 3 NO | 1257 | Material | 7782_PKT. | 7782_PKT. | 1 | 0 | 15117_ELECTRICAL ACCESSORIES
1316 | FERRULS 6 SQMM 4 NO | 1257 | Material | 7782_PKT. | 7782_PKT. | 1 | 0 | 15117_ELECTRICAL ACCESSORIES
1317 | FERRULS 6 SQMM 5 NO | 1257 | Material | 7782_PKT. | 7782_PKT. | 1 | 0 | 15117_ELECTRICAL ACCESSORIES
1318 | FERRULS 6 SQMM 6 NO | 1257 | Material | 7782_PKT. | 7782_PKT. | 1 | 0 | 15117_ELECTRICAL ACCESSORIES
1319 | FERRULS 6 SQMM 7 NO | 1257 | Material | 7782_PKT. | 7782_PKT. | 1 | 0 | 15117_ELECTRICAL ACCESSORIES
1320 | FERRULS 6 SQMM 8 NO | 1257 | Material | 7782_PKT. | 7782_PKT. | 1 | 0 | 15117_ELECTRICAL ACCESSORIES
1321 | FERRULS 6 SQMM 9 NO | 1257 | Material | 7782_PKT. | 7782_PKT. | 1 | 0 | 15117_ELECTRICAL ACCESSORIES
1322 | FERRULS 10 SQMM 0 NO | 1257 | Material | 7782_PKT. | 7782_PKT. | 1 | 0 | 15117_ELECTRICAL ACCESSORIES
1323 | FERRULS 10 SQMM 1 NO | 1257 | Material | 7782_PKT. | 7782_PKT. | 1 | 0 | 15117_ELECTRICAL ACCESSORIES
1324 | FERRULS 10 SQMM 2 NO | 1257 | Material | 7782_PKT. | 7782_PKT. | 1 | 0 | 15117_ELECTRICAL ACCESSORIES
1325 | FERRULS 10 SQMM 3 NO | 1257 | Material | 7782_PKT. | 7782_PKT. | 1 | 0 | 15117_ELECTRICAL ACCESSORIES
1326 | FERRULS 10 SQMM 4 NO | 1257 | Material | 7782_PKT. | 7782_PKT. | 1 | 0 | 15117_ELECTRICAL ACCESSORIES
1327 | FERRULS 10 SQMM 5 NO | 1257 | Material | 7782_PKT. | 7782_PKT. | 1 | 0 | 15117_ELECTRICAL ACCESSORIES
1328 | FERRULS 10 SQMM 6 NO | 1257 | Material | 7782_PKT. | 7782_PKT. | 1 | 0 | 15117_ELECTRICAL ACCESSORIES
1329 | FERRULS 10 SQMM 7 NO | 1257 | Material | 7782_PKT. | 7782_PKT. | 1 | 0 | 15117_ELECTRICAL ACCESSORIES
1330 | FERRULS 10 SQMM 8 NO | 1257 | Material | 7782_PKT. | 7782_PKT. | 1 | 0 | 15117_ELECTRICAL ACCESSORIES
1331 | FERRULS 10 SQMM 9 NO | 1257 | Material | 7782_PKT. | 7782_PKT. | 1 | 0 | 15117_ELECTRICAL ACCESSORIES
1332 | FERRULS 1 SQMM (A-Z) | 1257 | Material | 7782_PKT. | 7782_PKT. | 1 | 0 | 15117_ELECTRICAL ACCESSORIES
1333 | FERRULS 1.5 SQMM (A-Z) | 1257 | Material | 7782_PKT. | 7782_PKT. | 1 | 0 | 15117_ELECTRICAL ACCESSORIES
1334 | FERRULS 2.5 SQMM (A-Z) | 1257 | Material | 7782_PKT. | 7782_PKT. | 1 | 0 | 15117_ELECTRICAL ACCESSORIES
1335 | FERRULS 4 SQMM (A-Z) | 1257 | Material | 7782_PKT. | 7782_PKT. | 1 | 0 | 15117_ELECTRICAL ACCESSORIES
1336 | FERRULS 6 SQMM (A-Z) | 1257 | Material | 7782_PKT. | 7782_PKT. | 1 | 0 | 15117_ELECTRICAL ACCESSORIES
1337 | FERRULS 10 SQMM (A-Z) | 1257 | Material | 7782_PKT. | 7782_PKT. | 1 | 0 | 15117_ELECTRICAL ACCESSORIES
1338 | PVC HEAT SHRINK SLEEVES 6 MM | 1257 | Material | 7778_NOS | 7778_NOS | 1 | 0 | 15117_ELECTRICAL ACCESSORIES
1339 | PVC HEAT SHRINK SLEEVES 10 MM | 1257 | Material | 7778_NOS | 7778_NOS | 1 | 0 | 15117_ELECTRICAL ACCESSORIES
1340 | PVC HEAT SHRINK SLEEVES 16 MM | 1257 | Material | 7778_NOS | 7778_NOS | 1 | 0 | 15117_ELECTRICAL ACCESSORIES
1341 | PVC HEAT SHRINK SLEEVES 25 MM | 1257 | Material | 7778_NOS | 7778_NOS | 1 | 0 | 15117_ELECTRICAL ACCESSORIES
1342 | PVC HEAT SHRINK SLEEVES 35 MM | 1257 | Material | 7778_NOS | 7778_NOS | 1 | 0 | 15117_ELECTRICAL ACCESSORIES
1343 | LUGS COPPER RING TYPE 1 SQ.MM. | 1257 | Material | 7778_NOS | 7778_NOS | 1 | 0 | 15117_ELECTRICAL ACCESSORIES
1344 | LUGS COPPER RING TYPE 1.5 SQ.MM. | 1257 | Material | 7778_NOS | 7778_NOS | 1 | 0 | 15117_ELECTRICAL ACCESSORIES
1345 | LUGS COPPER RING TYPE 2.5 SQ.MM. | 1257 | Material | 7778_NOS | 7778_NOS | 1 | 0 | 15117_ELECTRICAL ACCESSORIES
1346 | LUGS COPPER RING TYPE 4 SQ.MM. | 1257 | Material | 7778_NOS | 7778_NOS | 1 | 0 | 15117_ELECTRICAL ACCESSORIES
1347 | LUGS COPPER RING TYPE 6 SQ.MM. | 1257 | Material | 7778_NOS | 7778_NOS | 1 | 0 | 15117_ELECTRICAL ACCESSORIES
1348 | LUGS COPPER RING TYPE 10 SQ.MM. | 1257 | Material | 7778_NOS | 7778_NOS | 1 | 0 | 15117_ELECTRICAL ACCESSORIES
1349 | LUGS COPPER RING TYPE 16 SQ.MM. | 1257 | Material | 7778_NOS | 7778_NOS | 1 | 0 | 15117_ELECTRICAL ACCESSORIES
1350 | LUGS COPPER RING TYPE 25 SQ.MM. | 1257 | Material | 7778_NOS | 7778_NOS | 1 | 0 | 15117_ELECTRICAL ACCESSORIES
1351 | LUGS COPPER PIN TYPE 1 SQ.MM. | 1257 | Material | 7778_NOS | 7778_NOS | 1 | 0 | 15117_ELECTRICAL ACCESSORIES
1352 | LUGS COPPER PIN TYPE 1.5 SQ.MM. | 1257 | Material | 7778_NOS | 7778_NOS | 1 | 0 | 15117_ELECTRICAL ACCESSORIES
1353 | LUGS COPPER PIN TYPE 2.5 SQ.MM. | 1257 | Material | 7778_NOS | 7778_NOS | 1 | 0 | 15117_ELECTRICAL ACCESSORIES
1354 | LUGS COPPER PIN TYPE 4 SQ.MM. | 1257 | Material | 7778_NOS | 7778_NOS | 1 | 0 | 15117_ELECTRICAL ACCESSORIES
1355 | LUGS COPPER PIN TYPE 6 SQ.MM. | 1257 | Material | 7778_NOS | 7778_NOS | 1 | 0 | 15117_ELECTRICAL ACCESSORIES
1356 | LUGS COPPER PIN TYPE 10 SQ.MM. | 1257 | Material | 7778_NOS | 7778_NOS | 1 | 0 | 15117_ELECTRICAL ACCESSORIES
1357 | LUGS COPPER PIN TYPE 16 SQ.MM. | 1257 | Material | 7778_NOS | 7778_NOS | 1 | 0 | 15117_ELECTRICAL ACCESSORIES
1358 | LUGS COPPER PIN TYPE 25 SQ.MM. | 1257 | Material | 7778_NOS | 7778_NOS | 1 | 0 | 15117_ELECTRICAL ACCESSORIES
1359 | LUGS ALUMINIUM TUBULAR (RING) TYPE 2.5 SQ.MM. | 1257 | Material | 7778_NOS | 7778_NOS | 1 | 0 | 15117_ELECTRICAL ACCESSORIES
1360 | LUGS ALUMINIUM TUBULAR (RING) TYPE 4 SQ.MM. | 1257 | Material | 7778_NOS | 7778_NOS | 1 | 0 | 15117_ELECTRICAL ACCESSORIES
1361 | LUGS ALUMINIUM TUBULAR (RING) TYPE 6 SQ.MM. | 1257 | Material | 7778_NOS | 7778_NOS | 1 | 0 | 15117_ELECTRICAL ACCESSORIES
1362 | LUGS ALUMINIUM TUBULAR (RING) TYPE 10 SQ.MM. | 1257 | Material | 7778_NOS | 7778_NOS | 1 | 0 | 15117_ELECTRICAL ACCESSORIES
1363 | LUGS ALUMINIUM TUBULAR (RING) TYPE 16 SQ.MM. | 1257 | Material | 7778_NOS | 7778_NOS | 1 | 0 | 15117_ELECTRICAL ACCESSORIES
1364 | LUGS ALUMINIUM TUBULAR (RING) TYPE 25 SQ.MM. | 1257 | Material | 7778_NOS | 7778_NOS | 1 | 0 | 15117_ELECTRICAL ACCESSORIES
1365 | LUGS ALUMINIUM TUBULAR (RING) TYPE 35 SQ.MM. | 1257 | Material | 7778_NOS | 7778_NOS | 1 | 0 | 15117_ELECTRICAL ACCESSORIES
1366 | LUGS ALUMINIUM TUBULAR (RING) TYPE 50 SQ.MM. | 1257 | Material | 7778_NOS | 7778_NOS | 1 | 0 | 15117_ELECTRICAL ACCESSORIES
1367 | LUGS ALUMINIUM TUBULAR (RING) TYPE 70 SQ.MM. | 1257 | Material | 7778_NOS | 7778_NOS | 1 | 0 | 15117_ELECTRICAL ACCESSORIES
1368 | LUGS ALUMINIUM TUBULAR (RING) TYPE 95 SQ.MM. | 1257 | Material | 7778_NOS | 7778_NOS | 1 | 0 | 15117_ELECTRICAL ACCESSORIES
1369 | LUGS ALUMINIUM TUBULAR (RING) TYPE 120 SQ.MM. | 1257 | Material | 7778_NOS | 7778_NOS | 1 | 0 | 15117_ELECTRICAL ACCESSORIES
1370 | LUGS ALUMINIUM TUBULAR (RING) TYPE 150 SQ.MM. | 1257 | Material | 7778_NOS | 7778_NOS | 1 | 0 | 15117_ELECTRICAL ACCESSORIES
1371 | LUGS ALUMINIUM TUBULAR (RING) TYPE 185 SQ.MM. | 1257 | Material | 7778_NOS | 7778_NOS | 1 | 0 | 15117_ELECTRICAL ACCESSORIES
1372 | LUGS ALUMINIUM TUBULAR (RING) TYPE 240 SQ.MM. | 1257 | Material | 7778_NOS | 7778_NOS | 1 | 0 | 15117_ELECTRICAL ACCESSORIES
1373 | LUGS ALUMINIUM TUBULAR (RING) TYPE 300 SQ.MM. | 1257 | Material | 7778_NOS | 7778_NOS | 1 | 0 | 15117_ELECTRICAL ACCESSORIES
1374 | LUGS ALUMINIUM TUBULAR (RING) TYPE 400 SQ.MM. | 1257 | Material | 7778_NOS | 7778_NOS | 1 | 0 | 15117_ELECTRICAL ACCESSORIES
1375 | LUGS ALUMINIUM TUBULAR (RING) TYPE 500 SQ.MM. | 1257 | Material | 7778_NOS | 7778_NOS | 1 | 0 | 15117_ELECTRICAL ACCESSORIES
1376 | LUGS ALUMINIUM TUBULAR (RING) TYPE 630 SQ.MM. | 1257 | Material | 7778_NOS | 7778_NOS | 1 | 0 | 15117_ELECTRICAL ACCESSORIES
1377 | GLAND | 1257 | Material | 7778_NOS | 7778_NOS | 1 | 0 | 15117_ELECTRICAL ACCESSORIES
1378 | PVC CABLE GLAND PG-7 (CABLE RANGE 3.5 - 6) | 1257 | Material | 7778_NOS | 7778_NOS | 1 | 0 | 15117_ELECTRICAL ACCESSORIES
1379 | PVC CABLE GLAND PG-9 (CABLE RANGE 4-10) | 1257 | Material | 7778_NOS | 7778_NOS | 1 | 0 | 15117_ELECTRICAL ACCESSORIES
1380 | PVC CABLE GLAND PG-11 (CABLE RANGE 4-10) | 1257 | Material | 7778_NOS | 7778_NOS | 1 | 0 | 15117_ELECTRICAL ACCESSORIES
1381 | PVC CABLE GLAND PG-13.5 (CABLE RANGE 6-12) | 1257 | Material | 7778_NOS | 7778_NOS | 1 | 0 | 15117_ELECTRICAL ACCESSORIES
1382 | PVC CABLE GLAND PG-16 (CABLE RANGE 10-14) | 1257 | Material | 7778_NOS | 7778_NOS | 1 | 0 | 15117_ELECTRICAL ACCESSORIES
1383 | PVC CABLE GLAND PG-19 (CABLE RANGE 12-15) | 1257 | Material | 7778_NOS | 7778_NOS | 1 | 0 | 15117_ELECTRICAL ACCESSORIES
1384 | PVC CABLE GLAND PG-21 (CABLE RANGE 13-18) | 1257 | Material | 7778_NOS | 7778_NOS | 1 | 0 | 15117_ELECTRICAL ACCESSORIES
1385 | PVC CABLE GLAND PG-25 (CABLE RANGE 15-22) | 1257 | Material | 7778_NOS | 7778_NOS | 1 | 0 | 15117_ELECTRICAL ACCESSORIES
1386 | PVC CABLE GLAND PG-29 (CABLE RANGE 18-25) | 1257 | Material | 7778_NOS | 7778_NOS | 1 | 0 | 15117_ELECTRICAL ACCESSORIES
1387 | PVC CABLE GLAND PG-36 (CABLE RANGE 22-32) | 1257 | Material | 7778_NOS | 7778_NOS | 1 | 0 | 15117_ELECTRICAL ACCESSORIES
1388 | PVC CABLE GLAND PG-42 (CABLE RANGE 30-38) | 1257 | Material | 7778_NOS | 7778_NOS | 1 | 0 | 15117_ELECTRICAL ACCESSORIES
1389 | PVC CABLE GLAND PG-48 (CABLE RANGE 34-44) | 1257 | Material | 7778_NOS | 7778_NOS | 1 | 0 | 15117_ELECTRICAL ACCESSORIES
1390 | PVC CABLE GLAND PG-63 (CABLE RANGE 42-54) | 1257 | Material | 7778_NOS | 7778_NOS | 1 | 0 | 15117_ELECTRICAL ACCESSORIES
1391 | PVC CONNECTOR 5 AMP (6 SQ.MM.) | 1257 | Material | 7778_NOS | 7778_NOS | 1 | 0 | 15117_ELECTRICAL ACCESSORIES
1392 | PVC CONNECTOR 15 AMP (10 SQ.MM.) | 1257 | Material | 7778_NOS | 7778_NOS | 1 | 0 | 15117_ELECTRICAL ACCESSORIES
1393 | PVC CONNECTOR 30 AMP (16 SQ.MM.) | 1257 | Material | 7778_NOS | 7778_NOS | 1 | 0 | 15117_ELECTRICAL ACCESSORIES
1394 | PVC CONNECTOR 50 AMP (25 SQ.MM.) | 1257 | Material | 7778_NOS | 7778_NOS | 1 | 0 | 15117_ELECTRICAL ACCESSORIES
1395 | STEEL WIRE 18 SWG | 1257 | Material | 7768_KG. | 7768_KG. | 1 | 0 | 15117_ELECTRICAL ACCESSORIES
1396 | G.I. WIRE 18 SWG | 1257 | Material | 7768_KG. | 7768_KG. | 1 | 0 | 15117_ELECTRICAL ACCESSORIES
1397 | PVC FISH WIRE | 1257 | Material | 7768_KG. | 7768_KG. | 1 | 0 | 15117_ELECTRICAL ACCESSORIES
1398 | CABLE TIE 100 MM LENGTH X 1.9 MM WIDTH | 1257 | Material | 7782_PKT. | 7782_PKT. | 1 | 0 | 15117_ELECTRICAL ACCESSORIES
1399 | CABLE TIE 100 MM LENGTH X 2.5 MM WIDTH | 1257 | Material | 7782_PKT. | 7782_PKT. | 1 | 0 | 15117_ELECTRICAL ACCESSORIES
1400 | CABLE TIE 150 MM LENGTH X 2.5 MM WIDTH | 1257 | Material | 7782_PKT. | 7782_PKT. | 1 | 0 | 15117_ELECTRICAL ACCESSORIES
1401 | CABLE TIE 200 MM LENGTH X 2.5 MM WIDTH | 1257 | Material | 7782_PKT. | 7782_PKT. | 1 | 0 | 15117_ELECTRICAL ACCESSORIES
1402 | CABLE TIE 150 MM LENGTH X 3.2 MM WIDTH | 1257 | Material | 7782_PKT. | 7782_PKT. | 1 | 0 | 15117_ELECTRICAL ACCESSORIES
1403 | CABLE TIE 200 MM LENGTH X 3.5 MM WIDTH | 1257 | Material | 7782_PKT. | 7782_PKT. | 1 | 0 | 15117_ELECTRICAL ACCESSORIES
1404 | CABLE TIE 250 MM LENGTH X 3.5 MM WIDTH | 1257 | Material | 7782_PKT. | 7782_PKT. | 1 | 0 | 15117_ELECTRICAL ACCESSORIES
1405 | CABLE TIE 300 MM LENGTH X 3.5 MM WIDTH | 1257 | Material | 7782_PKT. | 7782_PKT. | 1 | 0 | 15117_ELECTRICAL ACCESSORIES
1406 | CABLE TIE 250 MM LENGTH X 5 MM WIDTH | 1257 | Material | 7782_PKT. | 7782_PKT. | 1 | 0 | 15117_ELECTRICAL ACCESSORIES
1407 | CABLE TIE 300 MM LENGTH X 5 MM WIDTH | 1257 | Material | 7782_PKT. | 7782_PKT. | 1 | 0 | 15117_ELECTRICAL ACCESSORIES
1408 | CABLE TIE 350 MM LENGTH X 5 MM WIDTH | 1257 | Material | 7782_PKT. | 7782_PKT. | 1 | 0 | 15117_ELECTRICAL ACCESSORIES
1409 | CABLE TIE 400 MM LENGTH X 5 MM WIDTH | 1257 | Material | 7782_PKT. | 7782_PKT. | 1 | 0 | 15117_ELECTRICAL ACCESSORIES
1410 | CABLE TIE 450 MM LENGTH X 5 MM WIDTH | 1257 | Material | 7782_PKT. | 7782_PKT. | 1 | 0 | 15117_ELECTRICAL ACCESSORIES
1411 | CABLE TIE 500 MM LENGTH X 5 MM WIDTH | 1257 | Material | 7782_PKT. | 7782_PKT. | 1 | 0 | 15117_ELECTRICAL ACCESSORIES
1412 | FAN ROD 6" | 1257 | Material | 7778_NOS | 7778_NOS | 1 | 0 | 15117_ELECTRICAL ACCESSORIES
1413 | FAN ROD 9" | 1257 | Material | 7778_NOS | 7778_NOS | 1 | 0 | 15117_ELECTRICAL ACCESSORIES
1414 | FAN ROD 12" | 1257 | Material | 7778_NOS | 7778_NOS | 1 | 0 | 15117_ELECTRICAL ACCESSORIES
1415 | FAN ROD 15" | 1257 | Material | 7778_NOS | 7778_NOS | 1 | 0 | 15117_ELECTRICAL ACCESSORIES
1416 | FAN ROD 18" | 1257 | Material | 7778_NOS | 7778_NOS | 1 | 0 | 15117_ELECTRICAL ACCESSORIES
1417 | FAN ROD 24" | 1257 | Material | 7778_NOS | 7778_NOS | 1 | 0 | 15117_ELECTRICAL ACCESSORIES
1418 | T5 TUBE CONNECTOR | 1257 | Material | 7778_NOS | 7778_NOS | 1 | 0 | 15117_ELECTRICAL ACCESSORIES
1419 | T5 TUBE BRACKET | 1257 | Material | 7778_NOS | 7778_NOS | 1 | 0 | 15117_ELECTRICAL ACCESSORIES
1420 | TUBE STARTER | 1257 | Material | 7778_NOS | 7778_NOS | 1 | 0 | 15117_ELECTRICAL ACCESSORIES
1421 | ELECTRICAL CHOKE | 1257 | Material | 7778_NOS | 7778_NOS | 1 | 0 | 15117_ELECTRICAL ACCESSORIES
1422 | ROOM HEATER | 1257 | Material | 7778_NOS | 7778_NOS | 1 | 0 | 15117_ELECTRICAL ACCESSORIES
1423 | ELECTRICAL RUBBER MATT 11KV 6 MM THICK | 1257 | Material | 7788_SQ.MTR. | 7788_SQ.MTR. | 1 | 0 | 15117_ELECTRICAL ACCESSORIES
1424 | ELECTRICAL RUBBER MATT 11KV 8 MM THICK | 1257 | Material | 7788_SQ.MTR. | 7788_SQ.MTR. | 1 | 0 | 15117_ELECTRICAL ACCESSORIES
1425 | ELECTRICAL RUBBER MATT 11KV 10 MM THICK | 1257 | Material | 7788_SQ.MTR. | 7788_SQ.MTR. | 1 | 0 | 15117_ELECTRICAL ACCESSORIES
1426 | ELECTRICAL RUBBER MATT 11KV 12 MM THICK | 1257 | Material | 7788_SQ.MTR. | 7788_SQ.MTR. | 1 | 0 | 15117_ELECTRICAL ACCESSORIES
1427 | ELECTRICAL RUBBER MATT 22KV 12 MM THICK | 1257 | Material | 7788_SQ.MTR. | 7788_SQ.MTR. | 1 | 0 | 15117_ELECTRICAL ACCESSORIES
1428 | ELECTRICAL RUBBER MATT 22KV 15 MM THICK | 1257 | Material | 7788_SQ.MTR. | 7788_SQ.MTR. | 1 | 0 | 15117_ELECTRICAL ACCESSORIES
1429 | ELECTRICAL RUBBER MATT 22KV 20 MM THICK | 1257 | Material | 7788_SQ.MTR. | 7788_SQ.MTR. | 1 | 0 | 15117_ELECTRICAL ACCESSORIES
1430 | ELECTRICAL RUBBER MATT 33KV 25 MM THICK | 1257 | Material | 7788_SQ.MTR. | 7788_SQ.MTR. | 1 | 0 | 15117_ELECTRICAL ACCESSORIES
1431 | PLUMBING PPR | 0 | Group
1432 | PPR PIPE 20MM (1/2") PN-20 | 1431 | Material | 7785_RMT | 7785_RMT | 1 | 0 | 15118_PLUMBING PPR
1433 | PPR PIPE 25MM (3/4") PN-20 | 1431 | Material | 7785_RMT | 7785_RMT | 1 | 0 | 15118_PLUMBING PPR
1434 | PPR PIPE 32MM (1") PN-20 | 1431 | Material | 7785_RMT | 7785_RMT | 1 | 0 | 15118_PLUMBING PPR
1435 | PPR PIPE 40MM (1-1/4") PN-20 | 1431 | Material | 7785_RMT | 7785_RMT | 1 | 0 | 15118_PLUMBING PPR
1436 | PPR PIPE 50MM (1-1/2") PN-20 | 1431 | Material | 7785_RMT | 7785_RMT | 1 | 0 | 15118_PLUMBING PPR
1437 | PPR PIPE 63MM (2") PN-20 | 1431 | Material | 7785_RMT | 7785_RMT | 1 | 0 | 15118_PLUMBING PPR
1438 | PPR PIPE 75MM (2-1/2") PN-20 | 1431 | Material | 7785_RMT | 7785_RMT | 1 | 0 | 15118_PLUMBING PPR
1439 | PPR PIPE 90MM (3") PN-20 | 1431 | Material | 7785_RMT | 7785_RMT | 1 | 0 | 15118_PLUMBING PPR
1440 | PPR SOCKET 20MM (1/2") | 1431 | Material | 7778_NOS | 7778_NOS | 1 | 0 | 15118_PLUMBING PPR
1441 | PPR SOCKET 25MM (3/4") | 1431 | Material | 7778_NOS | 7778_NOS | 1 | 0 | 15118_PLUMBING PPR
1442 | PPR SOCKET 32MM (1") | 1431 | Material | 7778_NOS | 7778_NOS | 1 | 0 | 15118_PLUMBING PPR
1443 | PPR SOCKET 40MM (1-1/4") | 1431 | Material | 7778_NOS | 7778_NOS | 1 | 0 | 15118_PLUMBING PPR
1444 | PPR SOCKET 50MM (1-1/2") | 1431 | Material | 7778_NOS | 7778_NOS | 1 | 0 | 15118_PLUMBING PPR
1445 | PPR SOCKET 63MM (2") | 1431 | Material | 7778_NOS | 7778_NOS | 1 | 0 | 15118_PLUMBING PPR
1446 | PPR SOCKET 75MM (2-1/2") | 1431 | Material | 7778_NOS | 7778_NOS | 1 | 0 | 15118_PLUMBING PPR
1447 | PPR SOCKET 90MM (3") | 1431 | Material | 7778_NOS | 7778_NOS | 1 | 0 | 15118_PLUMBING PPR
1448 | PPR ELBOW 90 DEG 20MM (1/2") | 1431 | Material | 7778_NOS | 7778_NOS | 1 | 0 | 15118_PLUMBING PPR
1449 | PPR ELBOW 90 DEG 25MM (3/4") | 1431 | Material | 7778_NOS | 7778_NOS | 1 | 0 | 15118_PLUMBING PPR
1450 | PPR ELBOW 90 DEG 32MM (1") | 1431 | Material | 7778_NOS | 7778_NOS | 1 | 0 | 15118_PLUMBING PPR
1451 | PPR ELBOW 90 DEG 40MM (1-1/4") | 1431 | Material | 7778_NOS | 7778_NOS | 1 | 0 | 15118_PLUMBING PPR
1452 | PPR ELBOW 90 DEG 50MM (1-1/2") | 1431 | Material | 7778_NOS | 7778_NOS | 1 | 0 | 15118_PLUMBING PPR
1453 | PPR ELBOW 90 DEG 63MM (2") | 1431 | Material | 7778_NOS | 7778_NOS | 1 | 0 | 15118_PLUMBING PPR
1454 | PPR ELBOW 90 DEG 75MM (2-1/2") | 1431 | Material | 7778_NOS | 7778_NOS | 1 | 0 | 15118_PLUMBING PPR
1455 | PPR ELBOW 90 DEG 90MM (3") | 1431 | Material | 7778_NOS | 7778_NOS | 1 | 0 | 15118_PLUMBING PPR
1456 | PPR ELBOW 45 DEG 20MM (1/2") | 1431 | Material | 7778_NOS | 7778_NOS | 1 | 0 | 15118_PLUMBING PPR
1457 | PPR ELBOW 45 DEG 25MM (3/4") | 1431 | Material | 7778_NOS | 7778_NOS | 1 | 0 | 15118_PLUMBING PPR
1458 | PPR ELBOW 45 DEG 32MM (1") | 1431 | Material | 7778_NOS | 7778_NOS | 1 | 0 | 15118_PLUMBING PPR
1459 | PPR ELBOW 45 DEG 40MM (1-1/4") | 1431 | Material | 7778_NOS | 7778_NOS | 1 | 0 | 15118_PLUMBING PPR
1460 | PPR ELBOW 45 DEG 50MM (1-1/2") | 1431 | Material | 7778_NOS | 7778_NOS | 1 | 0 | 15118_PLUMBING PPR
1461 | PPR ELBOW 45 DEG 63MM (2") | 1431 | Material | 7778_NOS | 7778_NOS | 1 | 0 | 15118_PLUMBING PPR
1462 | PPR ELBOW 45 DEG 75MM (2-1/2") | 1431 | Material | 7778_NOS | 7778_NOS | 1 | 0 | 15118_PLUMBING PPR
1463 | PPR ELBOW 45 DEG 90MM (3") | 1431 | Material | 7778_NOS | 7778_NOS | 1 | 0 | 15118_PLUMBING PPR
1464 | PPR TEE 20MM (1/2") | 1431 | Material | 7778_NOS | 7778_NOS | 1 | 0 | 15118_PLUMBING PPR
1465 | PPR TEE 25MM (3/4") | 1431 | Material | 7778_NOS | 7778_NOS | 1 | 0 | 15118_PLUMBING PPR
1466 | PPR TEE 32MM (1") | 1431 | Material | 7778_NOS | 7778_NOS | 1 | 0 | 15118_PLUMBING PPR
1467 | PPR TEE 40MM (1-1/4") | 1431 | Material | 7778_NOS | 7778_NOS | 1 | 0 | 15118_PLUMBING PPR
1468 | PPR TEE 50MM (1-1/2") | 1431 | Material | 7778_NOS | 7778_NOS | 1 | 0 | 15118_PLUMBING PPR
1469 | PPR TEE 63MM (2") | 1431 | Material | 7778_NOS | 7778_NOS | 1 | 0 | 15118_PLUMBING PPR
1470 | PPR TEE 75MM (2-1/2") | 1431 | Material | 7778_NOS | 7778_NOS | 1 | 0 | 15118_PLUMBING PPR
1471 | PPR TEE 90MM (3") | 1431 | Material | 7778_NOS | 7778_NOS | 1 | 0 | 15118_PLUMBING PPR
1472 | PPR CROSS TEE 20MM (1/2") | 1431 | Material | 7778_NOS | 7778_NOS | 1 | 0 | 15118_PLUMBING PPR
1473 | PPR CROSS TEE 25MM (3/4") | 1431 | Material | 7778_NOS | 7778_NOS | 1 | 0 | 15118_PLUMBING PPR
1474 | PPR CROSS TEE 32MM (1") | 1431 | Material | 7778_NOS | 7778_NOS | 1 | 0 | 15118_PLUMBING PPR
1475 | PPR CROSS TEE 40MM (1") | 1431 | Material | 7778_NOS | 7778_NOS | 1 | 0 | 15118_PLUMBING PPR
1476 | PPR CROSS TEE 50MM (1-1/4") | 1431 | Material | 7778_NOS | 7778_NOS | 1 | 0 | 15118_PLUMBING PPR
1477 | PPR CROSS TEE 63MM (1-1/4") | 1431 | Material | 7778_NOS | 7778_NOS | 1 | 0 | 15118_PLUMBING PPR
1478 | PPR UNION 20MM (1/2") | 1431 | Material | 7778_NOS | 7778_NOS | 1 | 0 | 15118_PLUMBING PPR
1479 | PPR UNION 25MM (3/4") | 1431 | Material | 7778_NOS | 7778_NOS | 1 | 0 | 15118_PLUMBING PPR
1480 | PPR UNION 32MM (1") | 1431 | Material | 7778_NOS | 7778_NOS | 1 | 0 | 15118_PLUMBING PPR
1481 | PPR UNION 40MM (1") | 1431 | Material | 7778_NOS | 7778_NOS | 1 | 0 | 15118_PLUMBING PPR
1482 | PPR UNION 50MM (1-1/4") | 1431 | Material | 7778_NOS | 7778_NOS | 1 | 0 | 15118_PLUMBING PPR
1483 | PPR UNION 63MM (1-1/4") | 1431 | Material | 7778_NOS | 7778_NOS | 1 | 0 | 15118_PLUMBING PPR
1484 | PPR UNION 40MM (1-1/2") | 1431 | Material | 7778_NOS | 7778_NOS | 1 | 0 | 15118_PLUMBING PPR
1485 | PPR REDR 25MM (3/4") X 20MM (1/2") | 1431 | Material | 7778_NOS | 7778_NOS | 1 | 0 | 15118_PLUMBING PPR
1486 | PPR REDR 32MM (1") X 20MM (1/2") | 1431 | Material | 7778_NOS | 7778_NOS | 1 | 0 | 15118_PLUMBING PPR
1487 | PPR REDR 32MM (1") X 25MM (3/4") | 1431 | Material | 7778_NOS | 7778_NOS | 1 | 0 | 15118_PLUMBING PPR
1488 | PPR REDR 40MM (1-1/4") X 20MM (1/2") | 1431 | Material | 7778_NOS | 7778_NOS | 1 | 0 | 15118_PLUMBING PPR
1489 | PPR REDR 40MM (1-1/4") X 25MM (3/4") | 1431 | Material | 7778_NOS | 7778_NOS | 1 | 0 | 15118_PLUMBING PPR
1490 | PPR REDR 40MM (1-1/4") X 32MM (1") | 1431 | Material | 7778_NOS | 7778_NOS | 1 | 0 | 15118_PLUMBING PPR
1491 | PPR REDR 50MM (1-1/2") X 20MM (1/2") | 1431 | Material | 7778_NOS | 7778_NOS | 1 | 0 | 15118_PLUMBING PPR
1492 | PPR REDR 50MM (1-1/2") X 25MM (3/4") | 1431 | Material | 7778_NOS | 7778_NOS | 1 | 0 | 15118_PLUMBING PPR
1493 | PPR REDR 50MM (1-1/2") X 32MM (1") | 1431 | Material | 7778_NOS | 7778_NOS | 1 | 0 | 15118_PLUMBING PPR
1494 | PPR REDR 50MM (1-1/2") X 40MM (1-1/4") | 1431 | Material | 7778_NOS | 7778_NOS | 1 | 0 | 15118_PLUMBING PPR
1495 | PPR REDR 63MM (2") X 20MM (1/2") | 1431 | Material | 7778_NOS | 7778_NOS | 1 | 0 | 15118_PLUMBING PPR
1496 | PPR REDR 63MM (2") X 25MM (3/4") | 1431 | Material | 7778_NOS | 7778_NOS | 1 | 0 | 15118_PLUMBING PPR
1497 | PPR REDR 63MM (2") X 32MM (1") | 1431 | Material | 7778_NOS | 7778_NOS | 1 | 0 | 15118_PLUMBING PPR
1498 | PPR REDR 63MM (2") X 40MM (1-1/4") | 1431 | Material | 7778_NOS | 7778_NOS | 1 | 0 | 15118_PLUMBING PPR
1499 | PPR REDR 63MM (2") X 50MM (1-1/2") | 1431 | Material | 7778_NOS | 7778_NOS | 1 | 0 | 15118_PLUMBING PPR
1500 | PPR REDR 75MM (2-1/2") X 20MM (1/2") | 1431 | Material | 7778_NOS | 7778_NOS | 1 | 0 | 15118_PLUMBING PPR
1501 | PPR REDR 75MM (2-1/2") X 25MM (3/4") | 1431 | Material | 7778_NOS | 7778_NOS | 1 | 0 | 15118_PLUMBING PPR
1502 | PPR REDR 75MM (2-1/2") X 32MM (1") | 1431 | Material | 7778_NOS | 7778_NOS | 1 | 0 | 15118_PLUMBING PPR
1503 | PPR REDR 75MM (2-1/2") X 40MM (1-1/4") | 1431 | Material | 7778_NOS | 7778_NOS | 1 | 0 | 15118_PLUMBING PPR
1504 | PPR REDR 75MM (2-1/2") X 50MM (1-1/2") | 1431 | Material | 7778_NOS | 7778_NOS | 1 | 0 | 15118_PLUMBING PPR
1505 | PPR REDR 75MM (2-1/2") X 63MM | 1431 | Material | 7778_NOS | 7778_NOS | 1 | 0 | 15118_PLUMBING PPR
1506 | PPR REDR 90MM (3") X 20MM (1/2") | 1431 | Material | 7778_NOS | 7778_NOS | 1 | 0 | 15118_PLUMBING PPR
1507 | PPR REDR 90MM (3") X 25MM (3/4") | 1431 | Material | 7778_NOS | 7778_NOS | 1 | 0 | 15118_PLUMBING PPR
1508 | PPR REDR 90MM (3") X 32MM (1") | 1431 | Material | 7778_NOS | 7778_NOS | 1 | 0 | 15118_PLUMBING PPR
1509 | PPR REDR 90MM (3") X 40MM (1-1/4") | 1431 | Material | 7778_NOS | 7778_NOS | 1 | 0 | 15118_PLUMBING PPR
1510 | PPR REDR 90MM (3") X 50MM (1-1/2") | 1431 | Material | 7778_NOS | 7778_NOS | 1 | 0 | 15118_PLUMBING PPR
1511 | PPR REDR 90MM (3") X 63MM (2") | 1431 | Material | 7778_NOS | 7778_NOS | 1 | 0 | 15118_PLUMBING PPR
1512 | PPR REDR 90MM (3") X 75MM (2-1/2") | 1431 | Material | 7778_NOS | 7778_NOS | 1 | 0 | 15118_PLUMBING PPR
1513 | PPR ELBOW 45 DEG 25MM (3/4") X 20MM (1/2") | 1431 | Material | 7778_NOS | 7778_NOS | 1 | 0 | 15118_PLUMBING PPR
1514 | PPR ELBOW 45 DEG 32MM (1") X 20MM (1/2") | 1431 | Material | 7778_NOS | 7778_NOS | 1 | 0 | 15118_PLUMBING PPR
1515 | PPR ELBOW 45 DEG 32MM (1") X 25MM (3/4") | 1431 | Material | 7778_NOS | 7778_NOS | 1 | 0 | 15118_PLUMBING PPR
1516 | PPR ELBOW 45 DEG 40MM (1-1/4") X 20MM (1/2") | 1431 | Material | 7778_NOS | 7778_NOS | 1 | 0 | 15118_PLUMBING PPR
1517 | PPR ELBOW 45 DEG 40MM (1-1/4") X 25MM (3/4") | 1431 | Material | 7778_NOS | 7778_NOS | 1 | 0 | 15118_PLUMBING PPR
1518 | PPR ELBOW 45 DEG 40MM (1-1/2") X 32MM (1") | 1431 | Material | 7778_NOS | 7778_NOS | 1 | 0 | 15118_PLUMBING PPR
1519 | PPR REDR TEE 25MM (3/4") X 20MM (1/2") X 25MM (3/4") | 1431 | Material | 7778_NOS | 7778_NOS | 1 | 0 | 15118_PLUMBING PPR
1520 | PPR REDR TEE 32MM (1") X 20MM (1/2") X 32MM (1") | 1431 | Material | 7778_NOS | 7778_NOS | 1 | 0 | 15118_PLUMBING PPR
1521 | PPR REDR TEE 32MM (1") X 25MM (3/4") X 32MM (1") | 1431 | Material | 7778_NOS | 7778_NOS | 1 | 0 | 15118_PLUMBING PPR
1522 | PPR REDR TEE 40MM (1-1/4") X 20MM (1/2") X 40MM (1-1/4") | 1431 | Material | 7778_NOS | 7778_NOS | 1 | 0 | 15118_PLUMBING PPR
1523 | PPR REDR TEE 40MM (1-1/4") X 25MM (3/4") X 40MM (1-1/4") | 1431 | Material | 7778_NOS | 7778_NOS | 1 | 0 | 15118_PLUMBING PPR
1524 | PPR REDR TEE 40MM (1-1/4") X 32MM (1") X 40MM (1-1/4") | 1431 | Material | 7778_NOS | 7778_NOS | 1 | 0 | 15118_PLUMBING PPR
1525 | PPR REDR TEE 50MM (1-1/2") X 20MM (1/2") X 50MM (1-1/2") | 1431 | Material | 7778_NOS | 7778_NOS | 1 | 0 | 15118_PLUMBING PPR
1526 | PPR REDR TEE 50MM (1-1/2") X 25MM (3/4") X 50MM (1-1/2") | 1431 | Material | 7778_NOS | 7778_NOS | 1 | 0 | 15118_PLUMBING PPR
1527 | PPR REDR TEE 50MM (1-1/2") X 32MM (1") X 50MM (1-1/2") | 1431 | Material | 7778_NOS | 7778_NOS | 1 | 0 | 15118_PLUMBING PPR
1528 | PPR REDR TEE 50MM (1-1/2") X 40MM (1-1/4") X 50MM (1-1/2") | 1431 | Material | 7778_NOS | 7778_NOS | 1 | 0 | 15118_PLUMBING PPR
1529 | PPR REDR TEE 63MM (2") X 20MM (1/2") X 63MM (2") | 1431 | Material | 7778_NOS | 7778_NOS | 1 | 0 | 15118_PLUMBING PPR
1530 | PPR REDR TEE 63MM (2") X 25MM (3/4") X 63MM (2") | 1431 | Material | 7778_NOS | 7778_NOS | 1 | 0 | 15118_PLUMBING PPR
1531 | PPR REDR TEE 63MM (2") X 32MM (1") X 63MM (2") | 1431 | Material | 7778_NOS | 7778_NOS | 1 | 0 | 15118_PLUMBING PPR
1532 | PPR REDR TEE 63MM (2") X 40MM (1-1/4") X 63MM (2") | 1431 | Material | 7778_NOS | 7778_NOS | 1 | 0 | 15118_PLUMBING PPR
1533 | PPR REDR TEE 63MM (2") X 50MM (1-1/2") X 63MM (2") | 1431 | Material | 7778_NOS | 7778_NOS | 1 | 0 | 15118_PLUMBING PPR
1534 | PPR REDR TEE 75MM (2-1/2") X 20MM (1/2") X 75MM (2-1/2") | 1431 | Material | 7778_NOS | 7778_NOS | 1 | 0 | 15118_PLUMBING PPR
1535 | PPR REDR TEE 75MM (2-1/2") X 25MM (3/4") X 75MM (2-1/2") | 1431 | Material | 7778_NOS | 7778_NOS | 1 | 0 | 15118_PLUMBING PPR
1536 | PPR REDR TEE 75MM (2-1/2") X 32MM (1") X 75MM (2-1/2") | 1431 | Material | 7778_NOS | 7778_NOS | 1 | 0 | 15118_PLUMBING PPR
1537 | PPR REDR TEE 75MM (2-1/2") X 40MM (1-1/4") X 75MM (2-1/2") | 1431 | Material | 7778_NOS | 7778_NOS | 1 | 0 | 15118_PLUMBING PPR
1538 | PPR REDR TEE 75MM (2-1/2") X 50MM (1-1/2") X 75MM (2-1/2") | 1431 | Material | 7778_NOS | 7778_NOS | 1 | 0 | 15118_PLUMBING PPR
1539 | PPR REDR TEE 75MM (2-1/2") X 63MM (2") X 75MM (2-1/2") | 1431 | Material | 7778_NOS | 7778_NOS | 1 | 0 | 15118_PLUMBING PPR
1540 | PPR REDR TEE 90MM (3") X 20MM (1/2") X 90MM (3") | 1431 | Material | 7778_NOS | 7778_NOS | 1 | 0 | 15118_PLUMBING PPR
1541 | PPR REDR TEE 90MM (3") X 25MM (3/4") X 90MM (3") | 1431 | Material | 7778_NOS | 7778_NOS | 1 | 0 | 15118_PLUMBING PPR
1542 | PPR REDR TEE 90MM (3") X 32MM (1") X 90MM (3") | 1431 | Material | 7778_NOS | 7778_NOS | 1 | 0 | 15118_PLUMBING PPR
1543 | PPR REDR TEE 90MM (3") X 40MM (1-1/4") X 90MM (3") | 1431 | Material | 7778_NOS | 7778_NOS | 1 | 0 | 15118_PLUMBING PPR
1544 | PPR REDR TEE 90MM (3") X 50MM (1-1/2") X 90MM (3") | 1431 | Material | 7778_NOS | 7778_NOS | 1 | 0 | 15118_PLUMBING PPR
1545 | PPR REDR TEE 90MM (3") X 63MM (2") X 90MM (3") | 1431 | Material | 7778_NOS | 7778_NOS | 1 | 0 | 15118_PLUMBING PPR
1546 | PPR REDR TEE 90MM (3") X 75MM (2-1/2") X 90MM (3") | 1431 | Material | 7778_NOS | 7778_NOS | 1 | 0 | 15118_PLUMBING PPR
1547 | PPR BRASS MTA 20MM (1/2") X 20MM (1/2") | 1431 | Material | 7778_NOS | 7778_NOS | 1 | 0 | 15118_PLUMBING PPR
1548 | PPR BRASS MTA 20MM (1/2") X 25MM (3/4") | 1431 | Material | 7778_NOS | 7778_NOS | 1 | 0 | 15118_PLUMBING PPR
1549 | PPR BRASS MTA 25MM (3/4") X 20MM (1/2") | 1431 | Material | 7778_NOS | 7778_NOS | 1 | 0 | 15118_PLUMBING PPR
1550 | PPR BRASS MTA 25MM (3/4") X 25MM (3/4") | 1431 | Material | 7778_NOS | 7778_NOS | 1 | 0 | 15118_PLUMBING PPR
1551 | PPR BRASS MTA 32MM (1") X 20MM (1/2") | 1431 | Material | 7778_NOS | 7778_NOS | 1 | 0 | 15118_PLUMBING PPR
1552 | PPR BRASS MTA 32MM (1") X 25MM (3/4") | 1431 | Material | 7778_NOS | 7778_NOS | 1 | 0 | 15118_PLUMBING PPR
1553 | PPR BRASS MTA 32MM (1") X 32MM (1") | 1431 | Material | 7778_NOS | 7778_NOS | 1 | 0 | 15118_PLUMBING PPR
1554 | PPR BRASS MTA 40MM (1-1/4") X 32MM (1") | 1431 | Material | 7778_NOS | 7778_NOS | 1 | 0 | 15118_PLUMBING PPR
1555 | PPR BRASS MTA 40MM (1-1/4") X 40MM (1-1/4") | 1431 | Material | 7778_NOS | 7778_NOS | 1 | 0 | 15118_PLUMBING PPR
1556 | PPR BRASS MTA 50MM (1-1/2") X 50MM (1-1/2") | 1431 | Material | 7778_NOS | 7778_NOS | 1 | 0 | 15118_PLUMBING PPR
1557 | PPR BRASS MTA 63MM (2") X 63MM (2") | 1431 | Material | 7778_NOS | 7778_NOS | 1 | 0 | 15118_PLUMBING PPR
1558 | PPR BRASS MTA 75MM (2-1/2") X 75MM 2-1/2" | 1431 | Material | 7778_NOS | 7778_NOS | 1 | 0 | 15118_PLUMBING PPR
1559 | PPR BRASS MTA 90MM (3") X 90MM 3" | 1431 | Material | 7778_NOS | 7778_NOS | 1 | 0 | 15118_PLUMBING PPR
1560 | PPR BRASS MALE THRD ELBOW 20MM (1/2") X 20MM (1/2") | 1431 | Material | 7778_NOS | 7778_NOS | 1 | 0 | 15118_PLUMBING PPR
1561 | PPR BRASS MALE THRD ELBOW 25MM (3/4") X 20MM (1/2") | 1431 | Material | 7778_NOS | 7778_NOS | 1 | 0 | 15118_PLUMBING PPR
1562 | PPR BRASS MALE THRD ELBOW 25MM (3/4") X 25MM (3/4") | 1431 | Material | 7778_NOS | 7778_NOS | 1 | 0 | 15118_PLUMBING PPR
1563 | PPR BRASS MALE THRD ELBOW 32MM (1") X 20MM (1/2") | 1431 | Material | 7778_NOS | 7778_NOS | 1 | 0 | 15118_PLUMBING PPR
1564 | PPR BRASS MALE THRD ELBOW 32MM (1") X 25MM (3/4") | 1431 | Material | 7778_NOS | 7778_NOS | 1 | 0 | 15118_PLUMBING PPR
1565 | PPR BRASS MALE THRD ELBOW 32MM (1") X 32MM (1") | 1431 | Material | 7778_NOS | 7778_NOS | 1 | 0 | 15118_PLUMBING PPR
1566 | PPR BRASS MALE THRD ELBOW 40MM (1-1/4") X 40MM (1-1/4") | 1431 | Material | 7778_NOS | 7778_NOS | 1 | 0 | 15118_PLUMBING PPR
1567 | PPR BRASS FEMALE THRD ELBOW 20MM (1/2") X 20MM (1/2") | 1431 | Material | 7778_NOS | 7778_NOS | 1 | 0 | 15118_PLUMBING PPR
1568 | PPR BRASS FEMALE THRD ELBOW 25MM (3/4") X 20MM (1/2") | 1431 | Material | 7778_NOS | 7778_NOS | 1 | 0 | 15118_PLUMBING PPR
1569 | PPR BRASS FEMALE THRD ELBOW 25MM (3/4") X 25MM (3/4") | 1431 | Material | 7778_NOS | 7778_NOS | 1 | 0 | 15118_PLUMBING PPR
1570 | PPR BRASS FEMALE THRD ELBOW 32MM (1") X 20MM (1/2") | 1431 | Material | 7778_NOS | 7778_NOS | 1 | 0 | 15118_PLUMBING PPR
1571 | PPR BRASS FEMALE THRD ELBOW 32MM (1") X 25MM (3/4") | 1431 | Material | 7778_NOS | 7778_NOS | 1 | 0 | 15118_PLUMBING PPR
1572 | PPR BRASS FEMALE THRD ELBOW 32MM (1") X 32MM (1") | 1431 | Material | 7778_NOS | 7778_NOS | 1 | 0 | 15118_PLUMBING PPR
1573 | PPR BRASS FEMALE THRD ELBOW 40MM (1-1/4") X 40MM (1-1/4") | 1431 | Material | 7778_NOS | 7778_NOS | 1 | 0 | 15118_PLUMBING PPR
1574 | PPR BRASS MALE THRD TEE 20MM (1/2") X 20MM (1/2") | 1431 | Material | 7778_NOS | 7778_NOS | 1 | 0 | 15118_PLUMBING PPR
1575 | PPR BRASS MALE THRD TEE 25MM (3/4") X 20MM (1/2") | 1431 | Material | 7778_NOS | 7778_NOS | 1 | 0 | 15118_PLUMBING PPR
1576 | PPR BRASS MALE THRD TEE 25MM (3/4") X 25MM (3/4") | 1431 | Material | 7778_NOS | 7778_NOS | 1 | 0 | 15118_PLUMBING PPR
1577 | PPR BRASS MALE THRD TEE 32MM (1") X 20MM (1/2") | 1431 | Material | 7778_NOS | 7778_NOS | 1 | 0 | 15118_PLUMBING PPR
1578 | PPR BRASS MALE THRD TEE 32MM (1") X 25MM (3/4") | 1431 | Material | 7778_NOS | 7778_NOS | 1 | 0 | 15118_PLUMBING PPR
1579 | PPR BRASS MALE THRD TEE 32MM (1") X 32MM (1") | 1431 | Material | 7778_NOS | 7778_NOS | 1 | 0 | 15118_PLUMBING PPR
1580 | PPR BRASS MALE THRD TEE 40MM (1-1/4") X 40MM (1-1/4") | 1431 | Material | 7778_NOS | 7778_NOS | 1 | 0 | 15118_PLUMBING PPR
1581 | PPR BRASS FEMALE THRD TEE 20MM (1/2") X 20MM (1/2") | 1431 | Material | 7778_NOS | 7778_NOS | 1 | 0 | 15118_PLUMBING PPR
1582 | PPR BRASS FEMALE THRD TEE 25MM (3/4") X 20MM (1/2") | 1431 | Material | 7778_NOS | 7778_NOS | 1 | 0 | 15118_PLUMBING PPR
1583 | PPR BRASS FEMALE THRD TEE 25MM (3/4") X 25MM (3/4") | 1431 | Material | 7778_NOS | 7778_NOS | 1 | 0 | 15118_PLUMBING PPR
1584 | PPR BRASS FEMALE THRD TEE 32MM (1") X 20MM (1/2") | 1431 | Material | 7778_NOS | 7778_NOS | 1 | 0 | 15118_PLUMBING PPR
1585 | PPR BRASS FEMALE THRD TEE 32MM (1") X 25MM (3/4") | 1431 | Material | 7778_NOS | 7778_NOS | 1 | 0 | 15118_PLUMBING PPR
1586 | PPR BRASS FEMALE THRD TEE 32MM (1") X 32MM (1") | 1431 | Material | 7778_NOS | 7778_NOS | 1 | 0 | 15118_PLUMBING PPR
1587 | PPR BRASS FEMALE THRD TEE 40MM (1-1/4") X 40MM (1-1/4") | 1431 | Material | 7778_NOS | 7778_NOS | 1 | 0 | 15118_PLUMBING PPR
1588 | PPR VALVE 20MM (1/2") | 1431 | Material | 7778_NOS | 7778_NOS | 1 | 0 | 15118_PLUMBING PPR
1589 | PPR VALVE 25MM (3/4") | 1431 | Material | 7778_NOS | 7778_NOS | 1 | 0 | 15118_PLUMBING PPR
1590 | PPR VALVE 32MM (1") | 1431 | Material | 7778_NOS | 7778_NOS | 1 | 0 | 15118_PLUMBING PPR
1591 | PPR VALVE 40MM (1-1/4") | 1431 | Material | 7778_NOS | 7778_NOS | 1 | 0 | 15118_PLUMBING PPR
1592 | PPR VALVE 50MM (1-1/2") | 1431 | Material | 7778_NOS | 7778_NOS | 1 | 0 | 15118_PLUMBING PPR
1593 | PPR VALVE 63MM (2") | 1431 | Material | 7778_NOS | 7778_NOS | 1 | 0 | 15118_PLUMBING PPR
1594 | PPR VALVE 75MM (2-1/2") | 1431 | Material | 7778_NOS | 7778_NOS | 1 | 0 | 15118_PLUMBING PPR
1595 | PPR VALVE 90MM (3") | 1431 | Material | 7778_NOS | 7778_NOS | 1 | 0 | 15118_PLUMBING PPR
1596 | PLUMBING UPVC | 0 | Group
1597 | UPVC PIPE 15 MM SCH-80 | 1761 | Material | 7785_RMT | 7785_RMT | 1 | 0 | 15123_PLUMBING UPVC
1598 | UPVC PIPE 20 MM SCH-80 | 1761 | Material | 7785_RMT | 7785_RMT | 1 | 0 | 15123_PLUMBING UPVC
1599 | UPVC PIPE 25 MM SCH-80 | 1761 | Material | 7785_RMT | 7785_RMT | 1 | 0 | 15123_PLUMBING UPVC
1600 | UPVC PIPE 32 MM SCH-80 | 1761 | Material | 7785_RMT | 7785_RMT | 1 | 0 | 15123_PLUMBING UPVC
1601 | UPVC PIPE 40 MM SCH-80 | 1761 | Material | 7785_RMT | 7785_RMT | 1 | 0 | 15123_PLUMBING UPVC
1602 | UPVC PIPE 50 MM SCH-80 | 1761 | Material | 7785_RMT | 7785_RMT | 1 | 0 | 15123_PLUMBING UPVC
1603 | UPVC PIPE 65 MM SCH-80 | 1761 | Material | 7785_RMT | 7785_RMT | 1 | 0 | 15123_PLUMBING UPVC
1604 | UPVC PIPE 80 MM SCH-80 | 1761 | Material | 7785_RMT | 7785_RMT | 1 | 0 | 15123_PLUMBING UPVC
1605 | UPVC PIPE 100 MM SCH-80 | 1761 | Material | 7785_RMT | 7785_RMT | 1 | 0 | 15123_PLUMBING UPVC
1606 | UPVC PIPE 150 MM SCH-80 | 1761 | Material | 7785_RMT | 7785_RMT | 1 | 0 | 15123_PLUMBING UPVC
1607 | UPVC PIPE 200 MM SCH-80 | 1761 | Material | 7785_RMT | 7785_RMT | 1 | 0 | 15123_PLUMBING UPVC
1608 | UPVC PIPE 250 MM SCH-80 | 1761 | Material | 7785_RMT | 7785_RMT | 1 | 0 | 15123_PLUMBING UPVC
1609 | UPVC SOCKET 15 MM SCH-80 | 1761 | Material | 7778_NOS | 7778_NOS | 1 | 0 | 15123_PLUMBING UPVC
1610 | UPVC SOCKET 20 MM SCH-80 | 1761 | Material | 7778_NOS | 7778_NOS | 1 | 0 | 15123_PLUMBING UPVC
1611 | UPVC SOCKET 25 MM SCH-80 | 1761 | Material | 7778_NOS | 7778_NOS | 1 | 0 | 15123_PLUMBING UPVC
1612 | UPVC SOCKET 32 MM SCH-80 | 1761 | Material | 7778_NOS | 7778_NOS | 1 | 0 | 15123_PLUMBING UPVC
1613 | UPVC SOCKET 40 MM SCH-80 | 1761 | Material | 7778_NOS | 7778_NOS | 1 | 0 | 15123_PLUMBING UPVC
1614 | UPVC SOCKET 50 MM SCH-80 | 1761 | Material | 7778_NOS | 7778_NOS | 1 | 0 | 15123_PLUMBING UPVC
1615 | UPVC SOCKET 65 MM SCH-80 | 1761 | Material | 7778_NOS | 7778_NOS | 1 | 0 | 15123_PLUMBING UPVC
1616 | UPVC SOCKET 80 MM SCH-80 | 1761 | Material | 7778_NOS | 7778_NOS | 1 | 0 | 15123_PLUMBING UPVC
1617 | UPVC SOCKET 100 MM SCH-80 | 1761 | Material | 7778_NOS | 7778_NOS | 1 | 0 | 15123_PLUMBING UPVC
1618 | UPVC SOCKET 150 MM SCH-80 | 1761 | Material | 7778_NOS | 7778_NOS | 1 | 0 | 15123_PLUMBING UPVC
1619 | UPVC SOCKET 200 MM SCH-80 | 1761 | Material | 7778_NOS | 7778_NOS | 1 | 0 | 15123_PLUMBING UPVC
1620 | UPVC ELBOW 90 DEG 15 MM SCH-80 | 1761 | Material | 7778_NOS | 7778_NOS | 1 | 0 | 15123_PLUMBING UPVC
1621 | UPVC ELBOW 90 DEG 20 MM SCH-80 | 1761 | Material | 7778_NOS | 7778_NOS | 1 | 0 | 15123_PLUMBING UPVC
1622 | UPVC ELBOW 90 DEG 25 MM SCH-80 | 1761 | Material | 7778_NOS | 7778_NOS | 1 | 0 | 15123_PLUMBING UPVC
1623 | UPVC ELBOW 90 DEG 32 MM SCH-80 | 1761 | Material | 7778_NOS | 7778_NOS | 1 | 0 | 15123_PLUMBING UPVC
1624 | UPVC ELBOW 90 DEG 40 MM SCH-80 | 1761 | Material | 7778_NOS | 7778_NOS | 1 | 0 | 15123_PLUMBING UPVC
1625 | UPVC ELBOW 90 DEG 50 MM SCH-80 | 1761 | Material | 7778_NOS | 7778_NOS | 1 | 0 | 15123_PLUMBING UPVC
1626 | UPVC ELBOW 90 DEG 65 MM SCH-80 | 1761 | Material | 7778_NOS | 7778_NOS | 1 | 0 | 15123_PLUMBING UPVC
1627 | UPVC ELBOW 90 DEG 80 MM SCH-80 | 1761 | Material | 7778_NOS | 7778_NOS | 1 | 0 | 15123_PLUMBING UPVC
1628 | UPVC ELBOW 90 DEG 100 MM SCH-80 | 1761 | Material | 7778_NOS | 7778_NOS | 1 | 0 | 15123_PLUMBING UPVC
1629 | UPVC ELBOW 90 DEG 150 MM SCH-80 | 1761 | Material | 7778_NOS | 7778_NOS | 1 | 0 | 15123_PLUMBING UPVC
1630 | UPVC ELBOW 90 DEG 200 MM SCH-80 | 1761 | Material | 7778_NOS | 7778_NOS | 1 | 0 | 15123_PLUMBING UPVC
1631 | UPVC ELBOW 45 DEG 15 MM SCH-80 | 1761 | Material | 7778_NOS | 7778_NOS | 1 | 0 | 15123_PLUMBING UPVC
1632 | UPVC ELBOW 45 DEG 20 MM SCH-80 | 1761 | Material | 7778_NOS | 7778_NOS | 1 | 0 | 15123_PLUMBING UPVC
1633 | UPVC ELBOW 45 DEG 25 MM SCH-80 | 1761 | Material | 7778_NOS | 7778_NOS | 1 | 0 | 15123_PLUMBING UPVC
1634 | UPVC ELBOW 45 DEG 32 MM SCH-80 | 1761 | Material | 7778_NOS | 7778_NOS | 1 | 0 | 15123_PLUMBING UPVC
1635 | UPVC ELBOW 45 DEG 40 MM SCH-80 | 1761 | Material | 7778_NOS | 7778_NOS | 1 | 0 | 15123_PLUMBING UPVC
1636 | UPVC ELBOW 45 DEG 50 MM SCH-80 | 1761 | Material | 7778_NOS | 7778_NOS | 1 | 0 | 15123_PLUMBING UPVC
1637 | UPVC ELBOW 45 DEG 65 MM SCH-80 | 1761 | Material | 7778_NOS | 7778_NOS | 1 | 0 | 15123_PLUMBING UPVC
1638 | UPVC ELBOW 45 DEG 80 MM SCH-80 | 1761 | Material | 7778_NOS | 7778_NOS | 1 | 0 | 15123_PLUMBING UPVC
1639 | UPVC ELBOW 45 DEG 100 MM SCH-80 | 1761 | Material | 7778_NOS | 7778_NOS | 1 | 0 | 15123_PLUMBING UPVC
1640 | UPVC ELBOW 45 DEG 150 MM SCH-80 | 1761 | Material | 7778_NOS | 7778_NOS | 1 | 0 | 15123_PLUMBING UPVC
1641 | UPVC ELBOW 45 DEG 200 MM SCH-80 | 1761 | Material | 7778_NOS | 7778_NOS | 1 | 0 | 15123_PLUMBING UPVC
1642 | UPVC ELBOW FEMALE THRD PLASTIC 15 MM SCH-80 | 1761 | Material | 7778_NOS | 7778_NOS | 1 | 0 | 15123_PLUMBING UPVC
1643 | UPVC ELBOW FEMALE THRD PLASTIC 20 MM SCH-80 | 1761 | Material | 7778_NOS | 7778_NOS | 1 | 0 | 15123_PLUMBING UPVC
1644 | UPVC ELBOW FEMALE THRD PLASTIC 25 MM SCH-80 | 1761 | Material | 7778_NOS | 7778_NOS | 1 | 0 | 15123_PLUMBING UPVC
1645 | UPVC ELBOW FEMALE THRD PLASTIC 32 MM SCH-80 | 1761 | Material | 7778_NOS | 7778_NOS | 1 | 0 | 15123_PLUMBING UPVC
1646 | UPVC ELBOW FEMALE THRD PLASTIC 40 MM SCH-80 | 1761 | Material | 7778_NOS | 7778_NOS | 1 | 0 | 15123_PLUMBING UPVC
1647 | UPVC ELBOW FEMALE THRD PLASTIC 50 MM SCH-80 | 1761 | Material | 7778_NOS | 7778_NOS | 1 | 0 | 15123_PLUMBING UPVC
1648 | UPVC ELBOW FEMALE THRD PLASTIC 100 MM SCH-80 | 1761 | Material | 7778_NOS | 7778_NOS | 1 | 0 | 15123_PLUMBING UPVC
1649 | UPVC TEE 15 MM SCH-80 | 1761 | Material | 7778_NOS | 7778_NOS | 1 | 0 | 15123_PLUMBING UPVC
1650 | UPVC TEE 20 MM SCH-80 | 1761 | Material | 7778_NOS | 7778_NOS | 1 | 0 | 15123_PLUMBING UPVC
1651 | UPVC TEE 25 MM SCH-80 | 1761 | Material | 7778_NOS | 7778_NOS | 1 | 0 | 15123_PLUMBING UPVC
1652 | UPVC TEE 32 MM SCH-80 | 1761 | Material | 7778_NOS | 7778_NOS | 1 | 0 | 15123_PLUMBING UPVC
1653 | UPVC TEE 40 MM SCH-80 | 1761 | Material | 7778_NOS | 7778_NOS | 1 | 0 | 15123_PLUMBING UPVC
1654 | UPVC TEE 50 MM SCH-80 | 1761 | Material | 7778_NOS | 7778_NOS | 1 | 0 | 15123_PLUMBING UPVC
1655 | UPVC TEE 65 MM SCH-80 | 1761 | Material | 7778_NOS | 7778_NOS | 1 | 0 | 15123_PLUMBING UPVC
1656 | UPVC TEE 80 MM SCH-80 | 1761 | Material | 7778_NOS | 7778_NOS | 1 | 0 | 15123_PLUMBING UPVC
1657 | UPVC TEE 100 MM SCH-80 | 1761 | Material | 7778_NOS | 7778_NOS | 1 | 0 | 15123_PLUMBING UPVC
1658 | UPVC TEE 150 MM SCH-80 | 1761 | Material | 7778_NOS | 7778_NOS | 1 | 0 | 15123_PLUMBING UPVC
1659 | UPVC TEE 200 MM SCH-80 | 1761 | Material | 7778_NOS | 7778_NOS | 1 | 0 | 15123_PLUMBING UPVC
1660 | UPVC TEE FEMALE THRD PLASTIC 15 MM SCH-80 | 1761 | Material | 7778_NOS | 7778_NOS | 1 | 0 | 15123_PLUMBING UPVC
1661 | UPVC TEE FEMALE THRD PLASTIC 20 MM SCH-80 | 1761 | Material | 7778_NOS | 7778_NOS | 1 | 0 | 15123_PLUMBING UPVC
1662 | UPVC TEE FEMALE THRD PLASTIC 25 MM SCH-80 | 1761 | Material | 7778_NOS | 7778_NOS | 1 | 0 | 15123_PLUMBING UPVC
1663 | UPVC TEE FEMALE THRD PLASTIC 32 MM SCH-80 | 1761 | Material | 7778_NOS | 7778_NOS | 1 | 0 | 15123_PLUMBING UPVC
1664 | UPVC TEE FEMALE THRD PLASTIC 40 MM SCH-80 | 1761 | Material | 7778_NOS | 7778_NOS | 1 | 0 | 15123_PLUMBING UPVC
1665 | UPVC TEE FEMALE THRD PLASTIC 50 MM SCH-80 | 1761 | Material | 7778_NOS | 7778_NOS | 1 | 0 | 15123_PLUMBING UPVC
1666 | UPVC TEE FEMALE THRD PLASTIC 100 MM SCH-80 | 1761 | Material | 7778_NOS | 7778_NOS | 1 | 0 | 15123_PLUMBING UPVC
1667 | UPVC RED. TEE FEMALE THRD PLASTIC 20 x 15 MM SCH-80 | 1761 | Material | 7778_NOS | 7778_NOS | 1 | 0 | 15123_PLUMBING UPVC
1668 | UPVC CROSS TEE 15 MM SCH-80 | 1761 | Material | 7778_NOS | 7778_NOS | 1 | 0 | 15123_PLUMBING UPVC
1669 | UPVC CROSS TEE 20 MM SCH-80 | 1761 | Material | 7778_NOS | 7778_NOS | 1 | 0 | 15123_PLUMBING UPVC
1670 | UPVC CROSS TEE 25 MM SCH-80 | 1761 | Material | 7778_NOS | 7778_NOS | 1 | 0 | 15123_PLUMBING UPVC
1671 | UPVC CROSS TEE 32 MM SCH-80 | 1761 | Material | 7778_NOS | 7778_NOS | 1 | 0 | 15123_PLUMBING UPVC
1672 | UPVC END CAP 15 MM SCH-80 | 1761 | Material | 7778_NOS | 7778_NOS | 1 | 0 | 15123_PLUMBING UPVC
1673 | UPVC END CAP 20 MM SCH-80 | 1761 | Material | 7778_NOS | 7778_NOS | 1 | 0 | 15123_PLUMBING UPVC
1674 | UPVC END CAP 25 MM SCH-80 | 1761 | Material | 7778_NOS | 7778_NOS | 1 | 0 | 15123_PLUMBING UPVC
1675 | UPVC END CAP 32 MM SCH-80 | 1761 | Material | 7778_NOS | 7778_NOS | 1 | 0 | 15123_PLUMBING UPVC
1676 | UPVC END CAP 40 MM SCH-80 | 1761 | Material | 7778_NOS | 7778_NOS | 1 | 0 | 15123_PLUMBING UPVC
1677 | UPVC END CAP 50 MM SCH-80 | 1761 | Material | 7778_NOS | 7778_NOS | 1 | 0 | 15123_PLUMBING UPVC
1678 | UPVC END CAP 65 MM SCH-80 | 1761 | Material | 7778_NOS | 7778_NOS | 1 | 0 | 15123_PLUMBING UPVC
1679 | UPVC END CAP 80 MM SCH-80 | 1761 | Material | 7778_NOS | 7778_NOS | 1 | 0 | 15123_PLUMBING UPVC
1680 | UPVC END CAP 100 MM SCH-80 | 1761 | Material | 7778_NOS | 7778_NOS | 1 | 0 | 15123_PLUMBING UPVC
1681 | UPVC END CAP 150 MM SCH-80 | 1761 | Material | 7778_NOS | 7778_NOS | 1 | 0 | 15123_PLUMBING UPVC
1682 | UPVC END CAP 200 MM SCH-80 | 1761 | Material | 7778_NOS | 7778_NOS | 1 | 0 | 15123_PLUMBING UPVC
1683 | UPVC END CAP THRD 15 MM SCH-80 | 1761 | Material | 7778_NOS | 7778_NOS | 1 | 0 | 15123_PLUMBING UPVC
1684 | UPVC END CAP THRD 20 MM SCH-80 | 1761 | Material | 7778_NOS | 7778_NOS | 1 | 0 | 15123_PLUMBING UPVC
1685 | UPVC END CAP THRD 25 MM SCH-80 | 1761 | Material | 7778_NOS | 7778_NOS | 1 | 0 | 15123_PLUMBING UPVC
1686 | UPVC END CAP THRD 32 MM SCH-80 | 1761 | Material | 7778_NOS | 7778_NOS | 1 | 0 | 15123_PLUMBING UPVC
1687 | UPVC END CAP THRD 40 MM SCH-80 | 1761 | Material | 7778_NOS | 7778_NOS | 1 | 0 | 15123_PLUMBING UPVC
1688 | UPVC END CAP THRD 50 MM SCH-80 | 1761 | Material | 7778_NOS | 7778_NOS | 1 | 0 | 15123_PLUMBING UPVC
1689 | UPVC MTA PLASTIC 15 MM SCH-80 | 1761 | Material | 7778_NOS | 7778_NOS | 1 | 0 | 15123_PLUMBING UPVC
1690 | UPVC MTA PLASTIC 20 MM SCH-80 | 1761 | Material | 7778_NOS | 7778_NOS | 1 | 0 | 15123_PLUMBING UPVC
1691 | UPVC MTA PLASTIC 25 MM SCH-80 | 1761 | Material | 7778_NOS | 7778_NOS | 1 | 0 | 15123_PLUMBING UPVC
1692 | UPVC MTA PLASTIC 32 MM SCH-80 | 1761 | Material | 7778_NOS | 7778_NOS | 1 | 0 | 15123_PLUMBING UPVC
1693 | UPVC MTA PLASTIC 40 MM SCH-80 | 1761 | Material | 7778_NOS | 7778_NOS | 1 | 0 | 15123_PLUMBING UPVC
1694 | UPVC MTA PLASTIC 50 MM SCH-80 | 1761 | Material | 7778_NOS | 7778_NOS | 1 | 0 | 15123_PLUMBING UPVC
1695 | UPVC MTA PLASTIC 65 MM SCH-80 | 1761 | Material | 7778_NOS | 7778_NOS | 1 | 0 | 15123_PLUMBING UPVC
1696 | UPVC MTA PLASTIC 80 MM SCH-80 | 1761 | Material | 7778_NOS | 7778_NOS | 1 | 0 | 15123_PLUMBING UPVC
1697 | UPVC MTA PLASTIC 100 MM SCH-80 | 1761 | Material | 7778_NOS | 7778_NOS | 1 | 0 | 15123_PLUMBING UPVC
1698 | UPVC FTA PLASTIC 15 MM SCH-80 | 1761 | Material | 7778_NOS | 7778_NOS | 1 | 0 | 15123_PLUMBING UPVC
1699 | UPVC FTA PLASTIC 20 MM SCH-80 | 1761 | Material | 7778_NOS | 7778_NOS | 1 | 0 | 15123_PLUMBING UPVC
1700 | UPVC FTA PLASTIC 25 MM SCH-80 | 1761 | Material | 7778_NOS | 7778_NOS | 1 | 0 | 15123_PLUMBING UPVC
1701 | UPVC FTA PLASTIC 32 MM SCH-80 | 1761 | Material | 7778_NOS | 7778_NOS | 1 | 0 | 15123_PLUMBING UPVC
1702 | UPVC FTA PLASTIC 40 MM SCH-80 | 1761 | Material | 7778_NOS | 7778_NOS | 1 | 0 | 15123_PLUMBING UPVC
1703 | UPVC FTA PLASTIC 50 MM SCH-80 | 1761 | Material | 7778_NOS | 7778_NOS | 1 | 0 | 15123_PLUMBING UPVC
1704 | UPVC FTA PLASTIC 65 MM SCH-80 | 1761 | Material | 7778_NOS | 7778_NOS | 1 | 0 | 15123_PLUMBING UPVC
1705 | UPVC FTA PLASTIC 80 MM SCH-80 | 1761 | Material | 7778_NOS | 7778_NOS | 1 | 0 | 15123_PLUMBING UPVC
1706 | UPVC FTA PLASTIC 100 MM SCH-80 | 1761 | Material | 7778_NOS | 7778_NOS | 1 | 0 | 15123_PLUMBING UPVC
1707 | UPVC UNION 15 MM SCH-80 | 1761 | Material | 7778_NOS | 7778_NOS | 1 | 0 | 15123_PLUMBING UPVC
1708 | UPVC UNION 20 MM SCH-80 | 1761 | Material | 7778_NOS | 7778_NOS | 1 | 0 | 15123_PLUMBING UPVC
1709 | UPVC UNION 25 MM SCH-80 | 1761 | Material | 7778_NOS | 7778_NOS | 1 | 0 | 15123_PLUMBING UPVC
1710 | UPVC UNION 34 MM SCH-80 | 1761 | Material | 7778_NOS | 7778_NOS | 1 | 0 | 15123_PLUMBING UPVC
1711 | UPVC UNION 40 MM SCH-80 | 1761 | Material | 7778_NOS | 7778_NOS | 1 | 0 | 15123_PLUMBING UPVC
1712 | UPVC UNION 50 MM SCH-80 | 1761 | Material | 7778_NOS | 7778_NOS | 1 | 0 | 15123_PLUMBING UPVC
1713 | UPVC UNION 65 MM SCH-80 | 1761 | Material | 7778_NOS | 7778_NOS | 1 | 0 | 15123_PLUMBING UPVC
1714 | UPVC UNION 80 MM SCH-80 | 1761 | Material | 7778_NOS | 7778_NOS | 1 | 0 | 15123_PLUMBING UPVC
1715 | UPVC UNION 100 MM SCH-80 | 1761 | Material | 7778_NOS | 7778_NOS | 1 | 0 | 15123_PLUMBING UPVC
1716 | UPVC UNION THRD 20 MM SCH-80 | 1761 | Material | 7778_NOS | 7778_NOS | 1 | 0 | 15123_PLUMBING UPVC
1717 | UPVC UNION THRD 25 MM SCH-80 | 1761 | Material | 7778_NOS | 7778_NOS | 1 | 0 | 15123_PLUMBING UPVC
1718 | UPVC UNION THRD 32 MM SCH-80 | 1761 | Material | 7778_NOS | 7778_NOS | 1 | 0 | 15123_PLUMBING UPVC
1719 | UPVC BRASS ELBOW 90 DEG 15 X 15 MM SCH-80 | 1761 | Material | 7778_NOS | 7778_NOS | 1 | 0 | 15123_PLUMBING UPVC
1720 | UPVC BRASS ELBOW 90 DEG 20 X 15 MM SCH-80 | 1761 | Material | 7778_NOS | 7778_NOS | 1 | 0 | 15123_PLUMBING UPVC
1721 | UPVC BRASS ELBOW 90 DEG 20 X 20 MM SCH-80 | 1761 | Material | 7778_NOS | 7778_NOS | 1 | 0 | 15123_PLUMBING UPVC
1722 | UPVC BRASS ELBOW 90 DEG 25 X 15 MM SCH-80 | 1761 | Material | 7778_NOS | 7778_NOS | 1 | 0 | 15123_PLUMBING UPVC
1723 | UPVC BRASS ELBOW 90 DEG 25 X 20 MM SCH-80 | 1761 | Material | 7778_NOS | 7778_NOS | 1 | 0 | 15123_PLUMBING UPVC
1724 | UPVC BRASS ELBOW 90 DEG 25 X 25 MM SCH-80 | 1761 | Material | 7778_NOS | 7778_NOS | 1 | 0 | 15123_PLUMBING UPVC
1725 | UPVC BRASS ELBOW 90 DEG 32 X 32 MM SCH-80 | 1761 | Material | 7778_NOS | 7778_NOS | 1 | 0 | 15123_PLUMBING UPVC
1726 | UPVC BRASS REDUCING ELBOW 20 X 15 MM SCH-80 | 1761 | Material | 7778_NOS | 7778_NOS | 1 | 0 | 15123_PLUMBING UPVC
1727 | UPVC BRASS REDUCING ELBOW 25 X 15 MM SCH-80 | 1761 | Material | 7778_NOS | 7778_NOS | 1 | 0 | 15123_PLUMBING UPVC
1728 | UPVC BRASS REDUCING ELBOW 25 X 20 MM SCH-80 | 1761 | Material | 7778_NOS | 7778_NOS | 1 | 0 | 15123_PLUMBING UPVC
1729 | UPVC BRASS TEE 15 X 15 X 15 MM SCH-80 | 1761 | Material | 7778_NOS | 7778_NOS | 1 | 0 | 15123_PLUMBING UPVC
1730 | UPVC BRASS TEE 20 X 20 X 20 MM SCH-80 | 1761 | Material | 7778_NOS | 7778_NOS | 1 | 0 | 15123_PLUMBING UPVC
1731 | UPVC BRASS TEE 25 X 25 X 25 MM SCH-80 | 1761 | Material | 7778_NOS | 7778_NOS | 1 | 0 | 15123_PLUMBING UPVC
1732 | UPVC BRASS REDUCING TEE 20 X 20 X 15 MM SCH-80 | 1761 | Material | 7778_NOS | 7778_NOS | 1 | 0 | 15123_PLUMBING UPVC
1733 | UPVC BRASS REDUCING TEE 25 X 25 X 15 MM SCH-80 | 1761 | Material | 7778_NOS | 7778_NOS | 1 | 0 | 15123_PLUMBING UPVC
1734 | UPVC BRASS REDUCING TEE 25 X 25 X 20 MM SCH-80 | 1761 | Material | 7778_NOS | 7778_NOS | 1 | 0 | 15123_PLUMBING UPVC
1735 | UPVC BRASS REDUCING TEE 32 X 32 X 15 MM SCH-80 | 1761 | Material | 7778_NOS | 7778_NOS | 1 | 0 | 15123_PLUMBING UPVC
1736 | UPVC BRASS REDUCING TEE 32 X 32 X 20 MM SCH-80 | 1761 | Material | 7778_NOS | 7778_NOS | 1 | 0 | 15123_PLUMBING UPVC
1737 | UPVC BRASS REDUCING TEE 40 X 40 X 20 MM SCH-80 | 1761 | Material | 7778_NOS | 7778_NOS | 1 | 0 | 15123_PLUMBING UPVC
1738 | UPVC BRASS MTA 15 MM SCH-80 | 1761 | Material | 7778_NOS | 7778_NOS | 1 | 0 | 15123_PLUMBING UPVC
1739 | UPVC BRASS MTA 20 MM SCH-80 | 1761 | Material | 7778_NOS | 7778_NOS | 1 | 0 | 15123_PLUMBING UPVC
1740 | UPVC BRASS MTA 25 MM SCH-80 | 1761 | Material | 7778_NOS | 7778_NOS | 1 | 0 | 15123_PLUMBING UPVC
1741 | UPVC BRASS MTA 32 MM SCH-80 | 1761 | Material | 7778_NOS | 7778_NOS | 1 | 0 | 15123_PLUMBING UPVC
1742 | UPVC BRASS MTA 40 MM SCH-80 | 1761 | Material | 7778_NOS | 7778_NOS | 1 | 0 | 15123_PLUMBING UPVC
1743 | UPVC BRASS MTA 50 MM SCH-80 | 1761 | Material | 7778_NOS | 7778_NOS | 1 | 0 | 15123_PLUMBING UPVC
1744 | UPVC BRASS MTA 65 MM SCH-80 | 1761 | Material | 7778_NOS | 7778_NOS | 1 | 0 | 15123_PLUMBING UPVC
1745 | UPVC BRASS MTA 80 MM SCH-80 | 1761 | Material | 7778_NOS | 7778_NOS | 1 | 0 | 15123_PLUMBING UPVC
1746 | UPVC BRASS MTA 100 MM SCH-80 | 1761 | Material | 7778_NOS | 7778_NOS | 1 | 0 | 15123_PLUMBING UPVC
1747 | UPVC BRASS MTA 20 X 15 MM SCH-80 | 1761 | Material | 7778_NOS | 7778_NOS | 1 | 0 | 15123_PLUMBING UPVC
1748 | UPVC BRASS MTA 25 X 15 MM SCH-80 | 1761 | Material | 7778_NOS | 7778_NOS | 1 | 0 | 15123_PLUMBING UPVC
1749 | UPVC BRASS MTA 25 X 20 MM SCH-80 | 1761 | Material | 7778_NOS | 7778_NOS | 1 | 0 | 15123_PLUMBING UPVC
1750 | UPVC BRASS MTA 32 X 25 MM SCH-80 | 1761 | Material | 7778_NOS | 7778_NOS | 1 | 0 | 15123_PLUMBING UPVC
1751 | UPVC BRASS MTA 40 X 32 MM SCH-80 | 1761 | Material | 7778_NOS | 7778_NOS | 1 | 0 | 15123_PLUMBING UPVC
1752 | UPVC BRASS FTA 15 MM SCH-80 | 1761 | Material | 7778_NOS | 7778_NOS | 1 | 0 | 15123_PLUMBING UPVC
1753 | UPVC BRASS FTA 20 MM SCH-80 | 1761 | Material | 7778_NOS | 7778_NOS | 1 | 0 | 15123_PLUMBING UPVC
1754 | UPVC BRASS FTA 25 MM SCH-80 | 1761 | Material | 7778_NOS | 7778_NOS | 1 | 0 | 15123_PLUMBING UPVC
1755 | UPVC BRASS FTA 34 MM SCH-80 | 1761 | Material | 7778_NOS | 7778_NOS | 1 | 0 | 15123_PLUMBING UPVC
1756 | UPVC BRASS FTA 40 MM SCH-80 | 1761 | Material | 7778_NOS | 7778_NOS | 1 | 0 | 15123_PLUMBING UPVC
1757 | UPVC BRASS FTA 50 MM SCH-80 | 1761 | Material | 7778_NOS | 7778_NOS | 1 | 0 | 15123_PLUMBING UPVC
1758 | UPVC BRASS FTA 65 MM SCH-80 | 1761 | Material | 7778_NOS | 7778_NOS | 1 | 0 | 15123_PLUMBING UPVC
1759 | UPVC BRASS FTA 80 MM SCH-80 | 1761 | Material | 7778_NOS | 7778_NOS | 1 | 0 | 15123_PLUMBING UPVC
1760 | UPVC BRASS FTA 20 X 15 MM SCH-80 | 1761 | Material | 7778_NOS | 7778_NOS | 1 | 0 | 15123_PLUMBING UPVC
1761 | UPVC BRASS FTA 25 X 15 MM SCH-80 | 1761 | Material | 7778_NOS | 7778_NOS | 1 | 0 | 15123_PLUMBING UPVC
1762 | UPVC BRASS FTA 25 X 20 MM SCH-80 | 1761 | Material | 7778_NOS | 7778_NOS | 1 | 0 | 15123_PLUMBING UPVC
1763 | UPVC BRASS FTA 32 X 25 MM SCH-80 | 1761 | Material | 7778_NOS | 7778_NOS | 1 | 0 | 15123_PLUMBING UPVC
1764 | UPVC BRASS FTA 40 X 32 MM SCH-80 | 1761 | Material | 7778_NOS | 7778_NOS | 1 | 0 | 15123_PLUMBING UPVC
1765 | UPVC REDUCING SOCKET 20 X 15 MM SCH-80 | 1761 | Material | 7778_NOS | 7778_NOS | 1 | 0 | 15123_PLUMBING UPVC
1766 | UPVC REDUCING SOCKET 25 X 15 MM SCH-80 | 1761 | Material | 7778_NOS | 7778_NOS | 1 | 0 | 15123_PLUMBING UPVC
1767 | UPVC REDUCING SOCKET 25 X 20 MM SCH-80 | 1761 | Material | 7778_NOS | 7778_NOS | 1 | 0 | 15123_PLUMBING UPVC
1768 | UPVC REDUCING SOCKET 32 X 15 MM SCH-80 | 1761 | Material | 7778_NOS | 7778_NOS | 1 | 0 | 15123_PLUMBING UPVC
1769 | UPVC REDUCING SOCKET 32 X 20 MM SCH-80 | 1761 | Material | 7778_NOS | 7778_NOS | 1 | 0 | 15123_PLUMBING UPVC
1770 | UPVC REDUCING SOCKET 32 X 25 MM SCH-80 | 1761 | Material | 7778_NOS | 7778_NOS | 1 | 0 | 15123_PLUMBING UPVC
1771 | UPVC REDUCING SOCKET 40 X 15 MM SCH-80 | 1761 | Material | 7778_NOS | 7778_NOS | 1 | 0 | 15123_PLUMBING UPVC
1772 | UPVC REDUCING SOCKET 40 X 20 MM SCH-80 | 1761 | Material | 7778_NOS | 7778_NOS | 1 | 0 | 15123_PLUMBING UPVC
1773 | UPVC REDUCING SOCKET 40 X 25 MM SCH-80 | 1761 | Material | 7778_NOS | 7778_NOS | 1 | 0 | 15123_PLUMBING UPVC
1774 | UPVC REDUCING SOCKET 40 X 32 MM SCH-80 | 1761 | Material | 7778_NOS | 7778_NOS | 1 | 0 | 15123_PLUMBING UPVC
1775 | UPVC REDUCING SOCKET 50 X 15 MM SCH-80 | 1761 | Material | 7778_NOS | 7778_NOS | 1 | 0 | 15123_PLUMBING UPVC
1776 | UPVC REDUCING SOCKET 50 X 20 MM SCH-80 | 1761 | Material | 7778_NOS | 7778_NOS | 1 | 0 | 15123_PLUMBING UPVC
1777 | UPVC REDUCING SOCKET 50 X 25 MM SCH-80 | 1761 | Material | 7778_NOS | 7778_NOS | 1 | 0 | 15123_PLUMBING UPVC
1778 | UPVC REDUCING SOCKET 50 X 32 MM SCH-80 | 1761 | Material | 7778_NOS | 7778_NOS | 1 | 0 | 15123_PLUMBING UPVC
1779 | UPVC REDUCING SOCKET 50 X 40 MM SCH-80 | 1761 | Material | 7778_NOS | 7778_NOS | 1 | 0 | 15123_PLUMBING UPVC
1780 | UPVC REDUCING SOCKET 65 X 15 MM SCH-80 | 1761 | Material | 7778_NOS | 7778_NOS | 1 | 0 | 15123_PLUMBING UPVC
1781 | UPVC REDUCING SOCKET 65 X 20 MM SCH-80 | 1761 | Material | 7778_NOS | 7778_NOS | 1 | 0 | 15123_PLUMBING UPVC
1782 | UPVC REDUCING SOCKET 65 X 25 MM SCH-80 | 1761 | Material | 7778_NOS | 7778_NOS | 1 | 0 | 15123_PLUMBING UPVC
1783 | UPVC REDUCING SOCKET 65 X 32 MM SCH-80 | 1761 | Material | 7778_NOS | 7778_NOS | 1 | 0 | 15123_PLUMBING UPVC
1784 | UPVC REDUCING SOCKET 65 X 40 MM SCH-80 | 1761 | Material | 7778_NOS | 7778_NOS | 1 | 0 | 15123_PLUMBING UPVC
1785 | UPVC REDUCING SOCKET 65 X 50 MM SCH-80 | 1761 | Material | 7778_NOS | 7778_NOS | 1 | 0 | 15123_PLUMBING UPVC
1786 | UPVC REDUCING SOCKET 80 X 15 MM SCH-80 | 1761 | Material | 7778_NOS | 7778_NOS | 1 | 0 | 15123_PLUMBING UPVC
1787 | UPVC REDUCING SOCKET 80 X 20 MM SCH-80 | 1761 | Material | 7778_NOS | 7778_NOS | 1 | 0 | 15123_PLUMBING UPVC
1788 | UPVC REDUCING SOCKET 80 X 25 MM SCH-80 | 1761 | Material | 7778_NOS | 7778_NOS | 1 | 0 | 15123_PLUMBING UPVC
1789 | UPVC REDUCING SOCKET 80 X 32 MM SCH-80 | 1761 | Material | 7778_NOS | 7778_NOS | 1 | 0 | 15123_PLUMBING UPVC
1790 | UPVC REDUCING SOCKET 80 X 40 MM SCH-80 | 1761 | Material | 7778_NOS | 7778_NOS | 1 | 0 | 15123_PLUMBING UPVC
1791 | UPVC REDUCING SOCKET 80 X 50 MM SCH-80 | 1761 | Material | 7778_NOS | 7778_NOS | 1 | 0 | 15123_PLUMBING UPVC
1792 | UPVC REDUCING SOCKET 80 X 65 MM SCH-80 | 1761 | Material | 7778_NOS | 7778_NOS | 1 | 0 | 15123_PLUMBING UPVC
1793 | UPVC REDUCING SOCKET 100 X 15 MM SCH-80 | 1761 | Material | 7778_NOS | 7778_NOS | 1 | 0 | 15123_PLUMBING UPVC
1794 | UPVC REDUCING SOCKET 100 X 20 MM SCH-80 | 1761 | Material | 7778_NOS | 7778_NOS | 1 | 0 | 15123_PLUMBING UPVC
1795 | UPVC REDUCING SOCKET 100 X 25 MM SCH-80 | 1761 | Material | 7778_NOS | 7778_NOS | 1 | 0 | 15123_PLUMBING UPVC
1796 | UPVC REDUCING SOCKET 100 X 32 MM SCH-80 | 1761 | Material | 7778_NOS | 7778_NOS | 1 | 0 | 15123_PLUMBING UPVC
1797 | UPVC REDUCING SOCKET 100 X 40 MM SCH-80 | 1761 | Material | 7778_NOS | 7778_NOS | 1 | 0 | 15123_PLUMBING UPVC
1798 | UPVC REDUCING SOCKET 100 X 50 MM SCH-80 | 1761 | Material | 7778_NOS | 7778_NOS | 1 | 0 | 15123_PLUMBING UPVC
1799 | UPVC REDUCING SOCKET 100 X 65 MM SCH-80 | 1761 | Material | 7778_NOS | 7778_NOS | 1 | 0 | 15123_PLUMBING UPVC
1800 | UPVC REDUCING SOCKET 100 X 80 MM SCH-80 | 1761 | Material | 7778_NOS | 7778_NOS | 1 | 0 | 15123_PLUMBING UPVC
1801 | UPVC REDUCING SOCKET 150 X 100 MM SCH-80 | 1761 | Material | 7778_NOS | 7778_NOS | 1 | 0 | 15123_PLUMBING UPVC
1802 | UPVC REDUCING SOCKET 200 X 150 MM SCH-80 | 1761 | Material | 7778_NOS | 7778_NOS | 1 | 0 | 15123_PLUMBING UPVC
1803 | UPVC REDUCING BUSH 20 X 15 MM SCH-80 | 1761 | Material | 7778_NOS | 7778_NOS | 1 | 0 | 15123_PLUMBING UPVC
1804 | UPVC REDUCING BUSH 25 X 15 MM SCH-80 | 1761 | Material | 7778_NOS | 7778_NOS | 1 | 0 | 15123_PLUMBING UPVC
1805 | UPVC REDUCING BUSH 25 X 20 MM SCH-80 | 1761 | Material | 7778_NOS | 7778_NOS | 1 | 0 | 15123_PLUMBING UPVC
1806 | UPVC REDUCING BUSH 32 X 15 MM SCH-80 | 1761 | Material | 7778_NOS | 7778_NOS | 1 | 0 | 15123_PLUMBING UPVC
1807 | UPVC REDUCING BUSH 32 X 20 MM SCH-80 | 1761 | Material | 7778_NOS | 7778_NOS | 1 | 0 | 15123_PLUMBING UPVC
1808 | UPVC REDUCING BUSH 32 X 25 MM SCH-80 | 1761 | Material | 7778_NOS | 7778_NOS | 1 | 0 | 15123_PLUMBING UPVC
1809 | UPVC REDUCING BUSH 40 X 15 MM SCH-80 | 1761 | Material | 7778_NOS | 7778_NOS | 1 | 0 | 15123_PLUMBING UPVC
1810 | UPVC REDUCING BUSH 40 X 20 MM SCH-80 | 1761 | Material | 7778_NOS | 7778_NOS | 1 | 0 | 15123_PLUMBING UPVC
1811 | UPVC REDUCING BUSH 40 X 25 MM SCH-80 | 1761 | Material | 7778_NOS | 7778_NOS | 1 | 0 | 15123_PLUMBING UPVC
1812 | UPVC REDUCING BUSH 40 X 32 MM SCH-80 | 1761 | Material | 7778_NOS | 7778_NOS | 1 | 0 | 15123_PLUMBING UPVC
1813 | UPVC REDUCING BUSH 50 X 15 MM SCH-80 | 1761 | Material | 7778_NOS | 7778_NOS | 1 | 0 | 15123_PLUMBING UPVC
1814 | UPVC REDUCING BUSH 50 X 20 MM SCH-80 | 1761 | Material | 7778_NOS | 7778_NOS | 1 | 0 | 15123_PLUMBING UPVC
1815 | UPVC REDUCING BUSH 50 X 25 MM SCH-80 | 1761 | Material | 7778_NOS | 7778_NOS | 1 | 0 | 15123_PLUMBING UPVC
1816 | UPVC REDUCING BUSH 50 X 32 MM SCH-80 | 1761 | Material | 7778_NOS | 7778_NOS | 1 | 0 | 15123_PLUMBING UPVC
1817 | UPVC REDUCING BUSH 50 X 40 MM SCH-80 | 1761 | Material | 7778_NOS | 7778_NOS | 1 | 0 | 15123_PLUMBING UPVC
1818 | UPVC REDUCING BUSH 65 X 25 MM SCH-80 | 1761 | Material | 7778_NOS | 7778_NOS | 1 | 0 | 15123_PLUMBING UPVC
1819 | UPVC REDUCING BUSH 65 X 32 MM SCH-80 | 1761 | Material | 7778_NOS | 7778_NOS | 1 | 0 | 15123_PLUMBING UPVC
1820 | UPVC REDUCING BUSH 65 X 40 MM SCH-80 | 1761 | Material | 7778_NOS | 7778_NOS | 1 | 0 | 15123_PLUMBING UPVC
1821 | UPVC REDUCING BUSH 65 X 50 MM SCH-80 | 1761 | Material | 7778_NOS | 7778_NOS | 1 | 0 | 15123_PLUMBING UPVC
1822 | UPVC REDUCING BUSH 80 X 40 MM SCH-80 | 1761 | Material | 7778_NOS | 7778_NOS | 1 | 0 | 15123_PLUMBING UPVC
1823 | UPVC REDUCING BUSH 80 X 50 MM SCH-80 | 1761 | Material | 7778_NOS | 7778_NOS | 1 | 0 | 15123_PLUMBING UPVC
1824 | UPVC REDUCING BUSH 80 X 65 MM SCH-80 | 1761 | Material | 7778_NOS | 7778_NOS | 1 | 0 | 15123_PLUMBING UPVC
1825 | UPVC REDUCING BUSH 100 X 50 MM SCH-80 | 1761 | Material | 7778_NOS | 7778_NOS | 1 | 0 | 15123_PLUMBING UPVC
1826 | UPVC REDUCING BUSH 100 X 65 MM SCH-80 | 1761 | Material | 7778_NOS | 7778_NOS | 1 | 0 | 15123_PLUMBING UPVC
1827 | UPVC REDUCING BUSH 100 X 80 MM SCH-80 | 1761 | Material | 7778_NOS | 7778_NOS | 1 | 0 | 15123_PLUMBING UPVC
1828 | UPVC REDUCING BUSH 150 X 100 MM SCH-80 | 1761 | Material | 7778_NOS | 7778_NOS | 1 | 0 | 15123_PLUMBING UPVC
1829 | UPVC REDUCING BUSH 200 X 150 MM SCH-80 | 1761 | Material | 7778_NOS | 7778_NOS | 1 | 0 | 15123_PLUMBING UPVC
1830 | UPVC REDUCING THRD BUSH 20 X 15 MM SCH-80 | 1761 | Material | 7778_NOS | 7778_NOS | 1 | 0 | 15123_PLUMBING UPVC
1831 | UPVC REDUCING THRD BUSH 25 X 15 MM SCH-80 | 1761 | Material | 7778_NOS | 7778_NOS | 1 | 0 | 15123_PLUMBING UPVC
1832 | UPVC REDUCING THRD BUSH 25 X 20 MM SCH-80 | 1761 | Material | 7778_NOS | 7778_NOS | 1 | 0 | 15123_PLUMBING UPVC
1833 | UPVC REDUCING ELBOW 20 X 15 MM SCH-80 | 1761 | Material | 7778_NOS | 7778_NOS | 1 | 0 | 15123_PLUMBING UPVC
1834 | UPVC REDUCING ELBOW 25 X 15 MM SCH-80 | 1761 | Material | 7778_NOS | 7778_NOS | 1 | 0 | 15123_PLUMBING UPVC
1835 | UPVC REDUCING ELBOW 25 X 20 MM SCH-80 | 1761 | Material | 7778_NOS | 7778_NOS | 1 | 0 | 15123_PLUMBING UPVC
1836 | UPVC REDUCING ELBOW 32 X 15 MM SCH-80 | 1761 | Material | 7778_NOS | 7778_NOS | 1 | 0 | 15123_PLUMBING UPVC
1837 | UPVC REDUCING ELBOW 32 X 25 MM SCH-80 | 1761 | Material | 7778_NOS | 7778_NOS | 1 | 0 | 15123_PLUMBING UPVC
1838 | UPVC REDUCING ELBOW 40 X 25 MM SCH-80 | 1761 | Material | 7778_NOS | 7778_NOS | 1 | 0 | 15123_PLUMBING UPVC
1839 | UPVC REDUCING ELBOW 50 X 40 MM SCH-80 | 1761 | Material | 7778_NOS | 7778_NOS | 1 | 0 | 15123_PLUMBING UPVC
1840 | UPVC REDUCING TEE 20 X 15 MM SCH-80 | 1761 | Material | 7778_NOS | 7778_NOS | 1 | 0 | 15123_PLUMBING UPVC
1841 | UPVC REDUCING TEE 25 X 15 MM SCH-80 | 1761 | Material | 7778_NOS | 7778_NOS | 1 | 0 | 15123_PLUMBING UPVC
1842 | UPVC REDUCING TEE 25 X 20 MM SCH-80 | 1761 | Material | 7778_NOS | 7778_NOS | 1 | 0 | 15123_PLUMBING UPVC
1843 | UPVC REDUCING TEE 32 X 15 MM SCH-80 | 1761 | Material | 7778_NOS | 7778_NOS | 1 | 0 | 15123_PLUMBING UPVC
1844 | UPVC REDUCING TEE 32 X 20 MM SCH-80 | 1761 | Material | 7778_NOS | 7778_NOS | 1 | 0 | 15123_PLUMBING UPVC
1845 | UPVC REDUCING TEE 32 X 25 MM SCH-80 | 1761 | Material | 7778_NOS | 7778_NOS | 1 | 0 | 15123_PLUMBING UPVC
1846 | UPVC REDUCING TEE 40 X 15 MM SCH-80 | 1761 | Material | 7778_NOS | 7778_NOS | 1 | 0 | 15123_PLUMBING UPVC
1847 | UPVC REDUCING TEE 40 X 20 MM SCH-80 | 1761 | Material | 7778_NOS | 7778_NOS | 1 | 0 | 15123_PLUMBING UPVC
1848 | UPVC REDUCING TEE 40 X 25 MM SCH-80 | 1761 | Material | 7778_NOS | 7778_NOS | 1 | 0 | 15123_PLUMBING UPVC
1849 | UPVC REDUCING TEE 40 X 32 MM SCH-80 | 1761 | Material | 7778_NOS | 7778_NOS | 1 | 0 | 15123_PLUMBING UPVC
1850 | UPVC REDUCING TEE 50 x 15 MM SCH-80 | 1761 | Material | 7778_NOS | 7778_NOS | 1 | 0 | 15123_PLUMBING UPVC
1851 | UPVC REDUCING TEE 50 x 20 MM SCH-80 | 1761 | Material | 7778_NOS | 7778_NOS | 1 | 0 | 15123_PLUMBING UPVC
1852 | UPVC REDUCING TEE 50 x 25 MM SCH-80 | 1761 | Material | 7778_NOS | 7778_NOS | 1 | 0 | 15123_PLUMBING UPVC
1853 | UPVC REDUCING TEE 50 x 32 MM SCH-80 | 1761 | Material | 7778_NOS | 7778_NOS | 1 | 0 | 15123_PLUMBING UPVC
1854 | UPVC REDUCING TEE 50 X 40 MM SCH-80 | 1761 | Material | 7778_NOS | 7778_NOS | 1 | 0 | 15123_PLUMBING UPVC
1855 | UPVC REDUCING TEE 65 X 20 MM SCH-80 | 1761 | Material | 7778_NOS | 7778_NOS | 1 | 0 | 15123_PLUMBING UPVC
1856 | UPVC REDUCING TEE 65 X 25 MM SCH-80 | 1761 | Material | 7778_NOS | 7778_NOS | 1 | 0 | 15123_PLUMBING UPVC
1857 | UPVC REDUCING TEE 65 X 32 MM SCH-80 | 1761 | Material | 7778_NOS | 7778_NOS | 1 | 0 | 15123_PLUMBING UPVC
1858 | UPVC REDUCING TEE 65 X 40 MM SCH-80 | 1761 | Material | 7778_NOS | 7778_NOS | 1 | 0 | 15123_PLUMBING UPVC
1859 | UPVC REDUCING TEE 65 X 50 MM SCH-80 | 1761 | Material | 7778_NOS | 7778_NOS | 1 | 0 | 15123_PLUMBING UPVC
1860 | UPVC REDUCING TEE 80 X 20 MM SCH-80 | 1761 | Material | 7778_NOS | 7778_NOS | 1 | 0 | 15123_PLUMBING UPVC
1861 | UPVC REDUCING TEE 80 X 25 MM SCH-80 | 1761 | Material | 7778_NOS | 7778_NOS | 1 | 0 | 15123_PLUMBING UPVC
1862 | UPVC REDUCING TEE 80 X 32 MM SCH-80 | 1761 | Material | 7778_NOS | 7778_NOS | 1 | 0 | 15123_PLUMBING UPVC
1863 | UPVC REDUCING TEE 80 X 40 MM SCH-80 | 1761 | Material | 7778_NOS | 7778_NOS | 1 | 0 | 15123_PLUMBING UPVC
1864 | UPVC REDUCING TEE 80 X 50 MM SCH-80 | 1761 | Material | 7778_NOS | 7778_NOS | 1 | 0 | 15123_PLUMBING UPVC
1865 | UPVC REDUCING TEE 80 X 65 MM SCH-80 | 1761 | Material | 7778_NOS | 7778_NOS | 1 | 0 | 15123_PLUMBING UPVC
1866 | UPVC REDUCING TEE 100 X 20 MM SCH-80 | 1761 | Material | 7778_NOS | 7778_NOS | 1 | 0 | 15123_PLUMBING UPVC
1867 | UPVC REDUCING TEE 100 X 25 MM SCH-80 | 1761 | Material | 7778_NOS | 7778_NOS | 1 | 0 | 15123_PLUMBING UPVC
1868 | UPVC REDUCING TEE 100 X 32 MM SCH-80 | 1761 | Material | 7778_NOS | 7778_NOS | 1 | 0 | 15123_PLUMBING UPVC
1869 | UPVC REDUCING TEE 100 X 40 MM SCH-80 | 1761 | Material | 7778_NOS | 7778_NOS | 1 | 0 | 15123_PLUMBING UPVC
1870 | UPVC REDUCING TEE 100 X 50 MM SCH-80 | 1761 | Material | 7778_NOS | 7778_NOS | 1 | 0 | 15123_PLUMBING UPVC
1871 | UPVC REDUCING TEE 100 X 80 MM SCH-80 | 1761 | Material | 7778_NOS | 7778_NOS | 1 | 0 | 15123_PLUMBING UPVC
1872 | UPVC REDUCING TEE 150 X 65 MM SCH-80 | 1761 | Material | 7778_NOS | 7778_NOS | 1 | 0 | 15123_PLUMBING UPVC
1873 | UPVC REDUCING TEE 150 X 80 MM SCH-80 | 1761 | Material | 7778_NOS | 7778_NOS | 1 | 0 | 15123_PLUMBING UPVC
1874 | UPVC REDUCING TEE 150 X 100 MM SCH-80 | 1761 | Material | 7778_NOS | 7778_NOS | 1 | 0 | 15123_PLUMBING UPVC
1875 | UPVC BALL VALVE 15 SCH-80 | 1761 | Material | 7778_NOS | 7778_NOS | 1 | 0 | 15123_PLUMBING UPVC
1876 | UPVC BALL VALVE 20 SCH-80 | 1761 | Material | 7778_NOS | 7778_NOS | 1 | 0 | 15123_PLUMBING UPVC
1877 | UPVC BALL VALVE 25 SCH-80 | 1761 | Material | 7778_NOS | 7778_NOS | 1 | 0 | 15123_PLUMBING UPVC
1878 | UPVC BALL VALVE 32 SCH-80 | 1761 | Material | 7778_NOS | 7778_NOS | 1 | 0 | 15123_PLUMBING UPVC
1879 | UPVC BALL VALVE 40 SCH-80 | 1761 | Material | 7778_NOS | 7778_NOS | 1 | 0 | 15123_PLUMBING UPVC
1880 | UPVC BALL VALVE 50 SCH-80 | 1761 | Material | 7778_NOS | 7778_NOS | 1 | 0 | 15123_PLUMBING UPVC
1881 | UPVC BALL VALVE 65 SCH-80 | 1761 | Material | 7778_NOS | 7778_NOS | 1 | 0 | 15123_PLUMBING UPVC
1882 | UPVC BALL VALVE 80 SCH-80 | 1761 | Material | 7778_NOS | 7778_NOS | 1 | 0 | 15123_PLUMBING UPVC
1883 | UPVC BALL VALVE 100 SCH-80 | 1761 | Material | 7778_NOS | 7778_NOS | 1 | 0 | 15123_PLUMBING UPVC
1884 | UPVC BALL VALVE WITH UNION 20 SCH-80 | 1761 | Material | 7778_NOS | 7778_NOS | 1 | 0 | 15123_PLUMBING UPVC
1885 | UPVC BALL VALVE WITH UNION 65 SCH-80 | 1761 | Material | 7778_NOS | 7778_NOS | 1 | 0 | 15123_PLUMBING UPVC
1886 | UPVC BALL VALVE WITH UNION 80 SCH-80 | 1761 | Material | 7778_NOS | 7778_NOS | 1 | 0 | 15123_PLUMBING UPVC
1887 | UPVC BALL VALVE WITH UNION 100 SCH-80 | 1761 | Material | 7778_NOS | 7778_NOS | 1 | 0 | 15123_PLUMBING UPVC
1888 | UPVC CIRCUIT TESTING PLUG 15 SCH-80 | 1761 | Material | 7778_NOS | 7778_NOS | 1 | 0 | 15123_PLUMBING UPVC
1889 | UPVC CIRCUIT TESTING PLUG 20 SCH-80 | 1761 | Material | 7778_NOS | 7778_NOS | 1 | 0 | 15123_PLUMBING UPVC
1890 | UPVC CIRCUIT TESTING PLUG 25 SCH-80 | 1761 | Material | 7778_NOS | 7778_NOS | 1 | 0 | 15123_PLUMBING UPVC
1891 | UPVC CIRCUIT TESTING PLUG 32 SCH-80 | 1761 | Material | 7778_NOS | 7778_NOS | 1 | 0 | 15123_PLUMBING UPVC
1892 | UPVC CIRCUIT TESTING PLUG 40 SCH-80 | 1761 | Material | 7778_NOS | 7778_NOS | 1 | 0 | 15123_PLUMBING UPVC
1893 | UPVC CIRCUIT TESTING PLUG 50 SCH-80 | 1761 | Material | 7778_NOS | 7778_NOS | 1 | 0 | 15123_PLUMBING UPVC
1894 | UPVC Y-STAINER 25 SCH-80 | 1761 | Material | 7778_NOS | 7778_NOS | 1 | 0 | 15123_PLUMBING UPVC
1895 | UPVC Y-STAINER 32 SCH-80 | 1761 | Material | 7778_NOS | 7778_NOS | 1 | 0 | 15123_PLUMBING UPVC
1896 | UPVC Y-STAINER 40 SCH-80 | 1761 | Material | 7778_NOS | 7778_NOS | 1 | 0 | 15123_PLUMBING UPVC
1897 | UPVC Y-STAINER 50 SCH-80 | 1761 | Material | 7778_NOS | 7778_NOS | 1 | 0 | 15123_PLUMBING UPVC
1898 | UPVC Y-STAINER 65 SCH-80 | 1761 | Material | 7778_NOS | 7778_NOS | 1 | 0 | 15123_PLUMBING UPVC
1899 | UPVC Y-STAINER 80 SCH-80 | 1761 | Material | 7778_NOS | 7778_NOS | 1 | 0 | 15123_PLUMBING UPVC
1900 | UPVC Y-STAINER 100 SCH-80 | 1761 | Material | 7778_NOS | 7778_NOS | 1 | 0 | 15123_PLUMBING UPVC
1901 | UPVC FLANGE ADAPTER 25 SCH-80 | 1761 | Material | 7778_NOS | 7778_NOS | 1 | 0 | 15123_PLUMBING UPVC
1902 | UPVC FLANGE ADAPTER 40 SCH-80 | 1761 | Material | 7778_NOS | 7778_NOS | 1 | 0 | 15123_PLUMBING UPVC
1903 | UPVC FLANGE ADAPTER 50 SCH-80 | 1761 | Material | 7778_NOS | 7778_NOS | 1 | 0 | 15123_PLUMBING UPVC
1904 | UPVC FLANGE ADAPTER 65 SCH-80 | 1761 | Material | 7778_NOS | 7778_NOS | 1 | 0 | 15123_PLUMBING UPVC
1905 | UPVC FLANGE ADAPTER 80 SCH-80 | 1761 | Material | 7778_NOS | 7778_NOS | 1 | 0 | 15123_PLUMBING UPVC
1906 | UPVC FLANGE ADAPTER 100 SCH-80 | 1761 | Material | 7778_NOS | 7778_NOS | 1 | 0 | 15123_PLUMBING UPVC
1907 | UPVC FLANGE ADAPTER 150 SCH-80 | 1761 | Material | 7778_NOS | 7778_NOS | 1 | 0 | 15123_PLUMBING UPVC
1908 | UPVC FLANGE VAN STONE STYLE 32 SCH-80 | 1761 | Material | 7778_NOS | 7778_NOS | 1 | 0 | 15123_PLUMBING UPVC
1909 | UPVC FLANGE VAN STONE STYLE 40 SCH-80 | 1761 | Material | 7778_NOS | 7778_NOS | 1 | 0 | 15123_PLUMBING UPVC
1910 | UPVC FLANGE VAN STONE STYLE 50 SCH-80 | 1761 | Material | 7778_NOS | 7778_NOS | 1 | 0 | 15123_PLUMBING UPVC
1911 | UPVC FLANGE VAN STONE STYLE 65 SCH-80 | 1761 | Material | 7778_NOS | 7778_NOS | 1 | 0 | 15123_PLUMBING UPVC
1912 | UPVC FLANGE VAN STONE STYLE 80 SCH-80 | 1761 | Material | 7778_NOS | 7778_NOS | 1 | 0 | 15123_PLUMBING UPVC
1913 | UPVC FLANGE VAN STONE STYLE 100 SCH-80 | 1761 | Material | 7778_NOS | 7778_NOS | 1 | 0 | 15123_PLUMBING UPVC
1914 | UPVC FLANGE VAN STONE STYLE 200 SCH-80 | 1761 | Material | 7778_NOS | 7778_NOS | 1 | 0 | 15123_PLUMBING UPVC
1915 | UPVC TANK CONNECTOR 15 SCH-80 | 1761 | Material | 7778_NOS | 7778_NOS | 1 | 0 | 15123_PLUMBING UPVC
1916 | UPVC TANK CONNECTOR 20 SCH-80 | 1761 | Material | 7778_NOS | 7778_NOS | 1 | 0 | 15123_PLUMBING UPVC
1917 | UPVC TANK CONNECTOR 25 SCH-80 | 1761 | Material | 7778_NOS | 7778_NOS | 1 | 0 | 15123_PLUMBING UPVC
1918 | UPVC TANK CONNECTOR 32 SCH-80 | 1761 | Material | 7778_NOS | 7778_NOS | 1 | 0 | 15123_PLUMBING UPVC
1919 | UPVC TANK CONNECTOR 40 SCH-80 | 1761 | Material | 7778_NOS | 7778_NOS | 1 | 0 | 15123_PLUMBING UPVC
1920 | UPVC TANK CONNECTOR 50 SCH-80 | 1761 | Material | 7778_NOS | 7778_NOS | 1 | 0 | 15123_PLUMBING UPVC
1921 | UPVC TANK CONNECTOR FOR RCC TANK 50 SCH-80 | 1761 | Material | 7778_NOS | 7778_NOS | 1 | 0 | 15123_PLUMBING UPVC
1922 | UPVC TANK CONNECTOR FOR RCC TANK 65 SCH-80 | 1761 | Material | 7778_NOS | 7778_NOS | 1 | 0 | 15123_PLUMBING UPVC
1923 | UPVC TANK CONNECTOR FOR RCC TANK 80 SCH-80 | 1761 | Material | 7778_NOS | 7778_NOS | 1 | 0 | 15123_PLUMBING UPVC
1924 | UPVC TANK CONNECTOR FOR RCC TANK 100 SCH-80 | 1761 | Material | 7778_NOS | 7778_NOS | 1 | 0 | 15123_PLUMBING UPVC
1925 | UPVC BYPASS BEND 15 SCH-80 | 1761 | Material | 7778_NOS | 7778_NOS | 1 | 0 | 15123_PLUMBING UPVC
1926 | UPVC BYPASS BEND 20 SCH-80 | 1761 | Material | 7778_NOS | 7778_NOS | 1 | 0 | 15123_PLUMBING UPVC
1927 | UPVC BYPASS BEND 25 SCH-80 | 1761 | Material | 7778_NOS | 7778_NOS | 1 | 0 | 15123_PLUMBING UPVC
1928 | UPVC BYPASS BEND 32 SCH-80 | 1761 | Material | 7778_NOS | 7778_NOS | 1 | 0 | 15123_PLUMBING UPVC
1929 | UPVC BYPASS BEND 40 SCH-80 | 1761 | Material | 7778_NOS | 7778_NOS | 1 | 0 | 15123_PLUMBING UPVC
1930 | UPVC BYPASS BEND 50 SCH-80 | 1761 | Material | 7778_NOS | 7778_NOS | 1 | 0 | 15123_PLUMBING UPVC
1931 | UPVC OFFSET BEND 15 SCH-80 | 1761 | Material | 7778_NOS | 7778_NOS | 1 | 0 | 15123_PLUMBING UPVC
1932 | UPVC OFFSET BEND 20 SCH-80 | 1761 | Material | 7778_NOS | 7778_NOS | 1 | 0 | 15123_PLUMBING UPVC
1933 | UPVC OFFSET BEND 25 SCH-80 | 1761 | Material | 7778_NOS | 7778_NOS | 1 | 0 | 15123_PLUMBING UPVC
1934 | UPVC OFFSET BEND 32 SCH-80 | 1761 | Material | 7778_NOS | 7778_NOS | 1 | 0 | 15123_PLUMBING UPVC
1935 | UPVC MALE TRANSITION NIPPLE (F) 15 X 100 SCH-80 | 1761 | Material | 7778_NOS | 7778_NOS | 1 | 0 | 15123_PLUMBING UPVC
1936 | UPVC MALE TRANSITION NIPPLE (F) 20 X 100 SCH-80 | 1761 | Material | 7778_NOS | 7778_NOS | 1 | 0 | 15123_PLUMBING UPVC
1937 | UPVC MALE TRANSITION NIPPLE (F) 25 X 100 SCH-80 | 1761 | Material | 7778_NOS | 7778_NOS | 1 | 0 | 15123_PLUMBING UPVC
1938 | UPVC MALE TRANSITION NIPPLE (F) 32 X 100 SCH-80 | 1761 | Material | 7778_NOS | 7778_NOS | 1 | 0 | 15123_PLUMBING UPVC
1939 | UPVC MALE TRANSITION NIPPLE (F) 40 X 100 SCH-80 | 1761 | Material | 7778_NOS | 7778_NOS | 1 | 0 | 15123_PLUMBING UPVC
1940 | UPVC MALE TRANSITION NIPPLE (F) 50 X 100 SCH-80 | 1761 | Material | 7778_NOS | 7778_NOS | 1 | 0 | 15123_PLUMBING UPVC
1941 | UPVC MALE TRANSITION NIPPLE (F) 15 X 150 SCH-80 | 1761 | Material | 7778_NOS | 7778_NOS | 1 | 0 | 15123_PLUMBING UPVC
1942 | UPVC MALE TRANSITION NIPPLE (F) 20 X 150 SCH-80 | 1761 | Material | 7778_NOS | 7778_NOS | 1 | 0 | 15123_PLUMBING UPVC
1943 | UPVC MALE TRANSITION NIPPLE (F) 25 X 150 SCH-80 | 1761 | Material | 7778_NOS | 7778_NOS | 1 | 0 | 15123_PLUMBING UPVC
1944 | UPVC MALE TRANSITION NIPPLE (F) 32 X 150 SCH-80 | 1761 | Material | 7778_NOS | 7778_NOS | 1 | 0 | 15123_PLUMBING UPVC
1945 | UPVC MALE TRANSITION NIPPLE (F) 40 X 150 SCH-80 | 1761 | Material | 7778_NOS | 7778_NOS | 1 | 0 | 15123_PLUMBING UPVC
1946 | UPVC MALE TRANSITION NIPPLE (F) 50 X 150 SCH-80 | 1761 | Material | 7778_NOS | 7778_NOS | 1 | 0 | 15123_PLUMBING UPVC
1947 | UPVC MALE TRANSITION NIPPLE (F) 65 X 150 SCH-80 | 1761 | Material | 7778_NOS | 7778_NOS | 1 | 0 | 15123_PLUMBING UPVC
1948 | UPVC MALE TRANSITION NIPPLE (F) 80 X 150 SCH-80 | 1761 | Material | 7778_NOS | 7778_NOS | 1 | 0 | 15123_PLUMBING UPVC
1949 | UPVC MALE TRANSITION NIPPLE (F) 100 X 150 SCH-80 | 1761 | Material | 7778_NOS | 7778_NOS | 1 | 0 | 15123_PLUMBING UPVC
1950 | UPVC FEMALE TRANSITION NIPPLE (F) 15 X 100 SCH-80 | 1761 | Material | 7778_NOS | 7778_NOS | 1 | 0 | 15123_PLUMBING UPVC
1951 | UPVC FEMALE TRANSITION NIPPLE (F) 20 X 100 SCH-80 | 1761 | Material | 7778_NOS | 7778_NOS | 1 | 0 | 15123_PLUMBING UPVC
1952 | UPVC FEMALE TRANSITION NIPPLE (F) 25 X 100 SCH-80 | 1761 | Material | 7778_NOS | 7778_NOS | 1 | 0 | 15123_PLUMBING UPVC
1953 | UPVC FEMALE TRANSITION NIPPLE (F) 32 X 100 SCH-80 | 1761 | Material | 7778_NOS | 7778_NOS | 1 | 0 | 15123_PLUMBING UPVC
1954 | UPVC FEMALE TRANSITION NIPPLE (F) 40 X 100 SCH-80 | 1761 | Material | 7778_NOS | 7778_NOS | 1 | 0 | 15123_PLUMBING UPVC
1955 | UPVC FEMALE TRANSITION NIPPLE (F) 50 X 100 SCH-80 | 1761 | Material | 7778_NOS | 7778_NOS | 1 | 0 | 15123_PLUMBING UPVC
1956 | UPVC FEMALE TRANSITION NIPPLE (F) 15 X 150 SCH-80 | 1761 | Material | 7778_NOS | 7778_NOS | 1 | 0 | 15123_PLUMBING UPVC
1957 | UPVC FEMALE TRANSITION NIPPLE (F) 20 X 150 SCH-80 | 1761 | Material | 7778_NOS | 7778_NOS | 1 | 0 | 15123_PLUMBING UPVC
1958 | UPVC FEMALE TRANSITION NIPPLE (F) 25 X 150 SCH-80 | 1761 | Material | 7778_NOS | 7778_NOS | 1 | 0 | 15123_PLUMBING UPVC
1959 | UPVC FEMALE TRANSITION NIPPLE (F) 32 X 150 SCH-80 | 1761 | Material | 7778_NOS | 7778_NOS | 1 | 0 | 15123_PLUMBING UPVC
1960 | UPVC FEMALE TRANSITION NIPPLE (F) 40 X 150 SCH-80 | 1761 | Material | 7778_NOS | 7778_NOS | 1 | 0 | 15123_PLUMBING UPVC
1961 | UPVC FEMALE TRANSITION NIPPLE (F) 50 X 150 SCH-80 | 1761 | Material | 7778_NOS | 7778_NOS | 1 | 0 | 15123_PLUMBING UPVC
1962 | UPVC FEMALE TRANSITION NIPPLE (F) 65 X 150 SCH-80 | 1761 | Material | 7778_NOS | 7778_NOS | 1 | 0 | 15123_PLUMBING UPVC
1963 | UPVC FEMALE TRANSITION NIPPLE (F) 80 X 150 SCH-80 | 1761 | Material | 7778_NOS | 7778_NOS | 1 | 0 | 15123_PLUMBING UPVC
1964 | UPVC FEMALE TRANSITION NIPPLE (F) 100 X 150 SCH-80 | 1761 | Material | 7778_NOS | 7778_NOS | 1 | 0 | 15123_PLUMBING UPVC
1965 | UPVC THRD NIPPLE 15 X 100 SCH-80 | 1761 | Material | 7778_NOS | 7778_NOS | 1 | 0 | 15123_PLUMBING UPVC
1966 | UPVC THRD NIPPLE 20 X 100 SCH-80 | 1761 | Material | 7778_NOS | 7778_NOS | 1 | 0 | 15123_PLUMBING UPVC
1967 | UPVC THRD NIPPLE 25 X 100 SCH-80 | 1761 | Material | 7778_NOS | 7778_NOS | 1 | 0 | 15123_PLUMBING UPVC
1968 | UPVC THRD NIPPLE 32 X 100 SCH-80 | 1761 | Material | 7778_NOS | 7778_NOS | 1 | 0 | 15123_PLUMBING UPVC
1969 | UPVC THRD NIPPLE 40 X 100 SCH-80 | 1761 | Material | 7778_NOS | 7778_NOS | 1 | 0 | 15123_PLUMBING UPVC
1970 | UPVC THRD NIPPLE 50 X 100 SCH-80 | 1761 | Material | 7778_NOS | 7778_NOS | 1 | 0 | 15123_PLUMBING UPVC
1971 | UPVC THRD NIPPLE 65 X 100 SCH-80 | 1761 | Material | 7778_NOS | 7778_NOS | 1 | 0 | 15123_PLUMBING UPVC
1972 | UPVC THRD NIPPLE 100 X 100 SCH-80 | 1761 | Material | 7778_NOS | 7778_NOS | 1 | 0 | 15123_PLUMBING UPVC
1973 | UPVC STRAINER Y TYPE 25 MM SCH-80 | 1761 | Material | 7778_NOS | 7778_NOS | 1 | 0 | 15123_PLUMBING UPVC
1974 | UPVC STRAINER Y TYPE 32 MM SCH-80 | 1761 | Material | 7778_NOS | 7778_NOS | 1 | 0 | 15123_PLUMBING UPVC
1975 | UPVC STRAINER Y TYPE 40 MM SCH-80 | 1761 | Material | 7778_NOS | 7778_NOS | 1 | 0 | 15123_PLUMBING UPVC
1976 | UPVC STRAINER Y TYPE 50 MM SCH-80 | 1761 | Material | 7778_NOS | 7778_NOS | 1 | 0 | 15123_PLUMBING UPVC
1977 | UPVC STRAINER Y TYPE 65 MM SCH-80 | 1761 | Material | 7778_NOS | 7778_NOS | 1 | 0 | 15123_PLUMBING UPVC
1978 | UPVC STRAINER Y TYPE 80 MM SCH-80 | 1761 | Material | 7778_NOS | 7778_NOS | 1 | 0 | 15123_PLUMBING UPVC
1979 | UPVC SOLVENT | 1761 | Material | 7778_NOS | 7778_NOS | 1 | 0 | 15123_PLUMBING UPVC
1980 | PLUMBING CPVC | 0 | Group
1981 | CPVC PIPE 15 MM PN-11 | 1980 | Material | 7785_RMT | 7785_RMT | 1 | 0 | 15119_PLUMBING CPVC
1982 | CPVC PIPE 20 MM PN-11 | 1980 | Material | 7785_RMT | 7785_RMT | 1 | 0 | 15119_PLUMBING CPVC
1983 | CPVC PIPE 25 MM PN-11 | 1980 | Material | 7785_RMT | 7785_RMT | 1 | 0 | 15119_PLUMBING CPVC
1984 | CPVC PIPE 32 MM PN-11 | 1980 | Material | 7785_RMT | 7785_RMT | 1 | 0 | 15119_PLUMBING CPVC
1985 | CPVC PIPE 40 MM PN-11 | 1980 | Material | 7785_RMT | 7785_RMT | 1 | 0 | 15119_PLUMBING CPVC
1986 | CPVC PIPE 50 MM PN-11 | 1980 | Material | 7785_RMT | 7785_RMT | 1 | 0 | 15119_PLUMBING CPVC
1987 | CPVC SOCKET 15 MM PN-11 | 1980 | Material | 7778_NOS | 7778_NOS | 1 | 0 | 15119_PLUMBING CPVC
1988 | CPVC SOCKET 20 MM PN-11 | 1980 | Material | 7778_NOS | 7778_NOS | 1 | 0 | 15119_PLUMBING CPVC
1989 | CPVC SOCKET 25 MM PN-11 | 1980 | Material | 7778_NOS | 7778_NOS | 1 | 0 | 15119_PLUMBING CPVC
1990 | CPVC SOCKET 32 MM PN-11 | 1980 | Material | 7778_NOS | 7778_NOS | 1 | 0 | 15119_PLUMBING CPVC
1991 | CPVC SOCKET 40 MM PN-11 | 1980 | Material | 7778_NOS | 7778_NOS | 1 | 0 | 15119_PLUMBING CPVC
1992 | CPVC SOCKET 50 MM PN-11 | 1980 | Material | 7778_NOS | 7778_NOS | 1 | 0 | 15119_PLUMBING CPVC
1993 | CPVC ELBOW 90 DEG 15 MM PN-11 | 1980 | Material | 7778_NOS | 7778_NOS | 1 | 0 | 15119_PLUMBING CPVC
1994 | CPVC ELBOW 90 DEG 20 MM PN-11 | 1980 | Material | 7778_NOS | 7778_NOS | 1 | 0 | 15119_PLUMBING CPVC
1995 | CPVC ELBOW 90 DEG 25 MM PN-11 | 1980 | Material | 7778_NOS | 7778_NOS | 1 | 0 | 15119_PLUMBING CPVC
1996 | CPVC ELBOW 90 DEG 32 MM PN-11 | 1980 | Material | 7778_NOS | 7778_NOS | 1 | 0 | 15119_PLUMBING CPVC
1997 | CPVC ELBOW 90 DEG 40 MM PN-11 | 1980 | Material | 7778_NOS | 7778_NOS | 1 | 0 | 15119_PLUMBING CPVC
1998 | CPVC ELBOW 90 DEG 50 MM PN-11 | 1980 | Material | 7778_NOS | 7778_NOS | 1 | 0 | 15119_PLUMBING CPVC
1999 | CPVC ELBOW 45 DEG 15 MM PN-11 | 1980 | Material | 7778_NOS | 7778_NOS | 1 | 0 | 15119_PLUMBING CPVC
2000 | CPVC ELBOW 45 DEG 20 MM PN-11 | 1980 | Material | 7778_NOS | 7778_NOS | 1 | 0 | 15119_PLUMBING CPVC
2001 | CPVC ELBOW 45 DEG 25 MM PN-11 | 1980 | Material | 7778_NOS | 7778_NOS | 1 | 0 | 15119_PLUMBING CPVC
2002 | CPVC ELBOW 45 DEG 32 MM PN-11 | 1980 | Material | 7778_NOS | 7778_NOS | 1 | 0 | 15119_PLUMBING CPVC
2003 | CPVC ELBOW 45 DEG 40 MM PN-11 | 1980 | Material | 7778_NOS | 7778_NOS | 1 | 0 | 15119_PLUMBING CPVC
2004 | CPVC ELBOW 45 DEG 50 MM PN-11 | 1980 | Material | 7778_NOS | 7778_NOS | 1 | 0 | 15119_PLUMBING CPVC
2005 | CPVC LONG SWEPT BEND 20 MM PN-11 | 1980 | Material | 7778_NOS | 7778_NOS | 1 | 0 | 15119_PLUMBING CPVC
2006 | CPVC LONG SWEPT BEND 25 MM PN-11 | 1980 | Material | 7778_NOS | 7778_NOS | 1 | 0 | 15119_PLUMBING CPVC
2007 | CPVC LONG SWEPT BEND 32 MM PN-11 | 1980 | Material | 7778_NOS | 7778_NOS | 1 | 0 | 15119_PLUMBING CPVC
2008 | CPVC LONG SWEPT BEND 50 MM PN-11 | 1980 | Material | 7778_NOS | 7778_NOS | 1 | 0 | 15119_PLUMBING CPVC
2009 | CPVC BEND (F) 15 MM PN-11 | 1980 | Material | 7778_NOS | 7778_NOS | 1 | 0 | 15119_PLUMBING CPVC
2010 | CPVC BEND (F) 20 MM PN-11 | 1980 | Material | 7778_NOS | 7778_NOS | 1 | 0 | 15119_PLUMBING CPVC
2011 | CPVC BEND (F) 25 MM PN-11 | 1980 | Material | 7778_NOS | 7778_NOS | 1 | 0 | 15119_PLUMBING CPVC
2012 | CPVC BEND (F) 32 MM PN-11 | 1980 | Material | 7778_NOS | 7778_NOS | 1 | 0 | 15119_PLUMBING CPVC
2013 | CPVC BEND (F) 40 MM PN-11 | 1980 | Material | 7778_NOS | 7778_NOS | 1 | 0 | 15119_PLUMBING CPVC
2014 | CPVC BEND (F) 50 MM PN-11 | 1980 | Material | 7778_NOS | 7778_NOS | 1 | 0 | 15119_PLUMBING CPVC
2015 | CPVC SHORT BEND (F) 25 MM PN-11 | 1980 | Material | 7778_NOS | 7778_NOS | 1 | 0 | 15119_PLUMBING CPVC
2016 | CPVC TEE 15 MM PN-11 | 1980 | Material | 7778_NOS | 7778_NOS | 1 | 0 | 15119_PLUMBING CPVC
2017 | CPVC TEE 20 MM PN-11 | 1980 | Material | 7778_NOS | 7778_NOS | 1 | 0 | 15119_PLUMBING CPVC
2018 | CPVC TEE 25 MM PN-11 | 1980 | Material | 7778_NOS | 7778_NOS | 1 | 0 | 15119_PLUMBING CPVC
2019 | CPVC TEE 32 MM PN-11 | 1980 | Material | 7778_NOS | 7778_NOS | 1 | 0 | 15119_PLUMBING CPVC
2020 | CPVC TEE 40 MM PN-11 | 1980 | Material | 7778_NOS | 7778_NOS | 1 | 0 | 15119_PLUMBING CPVC
2021 | CPVC TEE 50 MM PN-11 | 1980 | Material | 7778_NOS | 7778_NOS | 1 | 0 | 15119_PLUMBING CPVC
2022 | CPVC CROSS TEE 15 MM PN-11 | 1980 | Material | 7778_NOS | 7778_NOS | 1 | 0 | 15119_PLUMBING CPVC
2023 | CPVC CROSS TEE 20 MM PN-11 | 1980 | Material | 7778_NOS | 7778_NOS | 1 | 0 | 15119_PLUMBING CPVC
2024 | CPVC CROSS TEE 25 MM PN-11 | 1980 | Material | 7778_NOS | 7778_NOS | 1 | 0 | 15119_PLUMBING CPVC
2025 | CPVC UNION 15 MM PN-11 | 1980 | Material | 7778_NOS | 7778_NOS | 1 | 0 | 15119_PLUMBING CPVC
2026 | CPVC UNION 20 MM PN-11 | 1980 | Material | 7778_NOS | 7778_NOS | 1 | 0 | 15119_PLUMBING CPVC
2027 | CPVC UNION 25 MM PN-11 | 1980 | Material | 7778_NOS | 7778_NOS | 1 | 0 | 15119_PLUMBING CPVC
2028 | CPVC UNION 32 MM PN-11 | 1980 | Material | 7778_NOS | 7778_NOS | 1 | 0 | 15119_PLUMBING CPVC
2029 | CPVC UNION 40 MM PN-11 | 1980 | Material | 7778_NOS | 7778_NOS | 1 | 0 | 15119_PLUMBING CPVC
2030 | CPVC UNION 50 MM PN-11 | 1980 | Material | 7778_NOS | 7778_NOS | 1 | 0 | 15119_PLUMBING CPVC
2031 | CPVC REDR SOCKET 20 x 15 MM PN-11 | 1980 | Material | 7778_NOS | 7778_NOS | 1 | 0 | 15119_PLUMBING CPVC
2032 | CPVC REDR SOCKET 25 x 15 MM PN-11 | 1980 | Material | 7778_NOS | 7778_NOS | 1 | 0 | 15119_PLUMBING CPVC
2033 | CPVC REDR SOCKET 25 x 20 MM PN-11 | 1980 | Material | 7778_NOS | 7778_NOS | 1 | 0 | 15119_PLUMBING CPVC
2034 | CPVC REDR SOCKET 32 x 15 MM PN-11 | 1980 | Material | 7778_NOS | 7778_NOS | 1 | 0 | 15119_PLUMBING CPVC
2035 | CPVC REDR SOCKET 32 x 20 MM PN-11 | 1980 | Material | 7778_NOS | 7778_NOS | 1 | 0 | 15119_PLUMBING CPVC
2036 | CPVC REDR SOCKET 32 x 25 MM PN-11 | 1980 | Material | 7778_NOS | 7778_NOS | 1 | 0 | 15119_PLUMBING CPVC
2037 | CPVC REDR SOCKET 40 x 15 MM PN-11 | 1980 | Material | 7778_NOS | 7778_NOS | 1 | 0 | 15119_PLUMBING CPVC
2038 | CPVC REDR SOCKET 40 x 20 MM PN-11 | 1980 | Material | 7778_NOS | 7778_NOS | 1 | 0 | 15119_PLUMBING CPVC
2039 | CPVC REDR SOCKET 40 x 25 MM PN-11 | 1980 | Material | 7778_NOS | 7778_NOS | 1 | 0 | 15119_PLUMBING CPVC
2040 | CPVC REDR SOCKET 40 x 32 MM PN-11 | 1980 | Material | 7778_NOS | 7778_NOS | 1 | 0 | 15119_PLUMBING CPVC
2041 | CPVC REDR SOCKET 50 x 15 MM PN-11 | 1980 | Material | 7778_NOS | 7778_NOS | 1 | 0 | 15119_PLUMBING CPVC
2042 | CPVC REDR SOCKET 50 x 20 MM PN-11 | 1980 | Material | 7778_NOS | 7778_NOS | 1 | 0 | 15119_PLUMBING CPVC
2043 | CPVC REDR SOCKET 50 x 25 MM PN-11 | 1980 | Material | 7778_NOS | 7778_NOS | 1 | 0 | 15119_PLUMBING CPVC
2044 | CPVC REDR SOCKET 50 x 32 MM PN-11 | 1980 | Material | 7778_NOS | 7778_NOS | 1 | 0 | 15119_PLUMBING CPVC
2045 | CPVC REDR SOCKET 50 x40 MM PN-11 | 1980 | Material | 7778_NOS | 7778_NOS | 1 | 0 | 15119_PLUMBING CPVC
2046 | CPVC REDR BUSHING 20 x 15 MM PN-11 | 1980 | Material | 7778_NOS | 7778_NOS | 1 | 0 | 15119_PLUMBING CPVC
2047 | CPVC REDR BUSHING 25 x 15 MM PN-11 | 1980 | Material | 7778_NOS | 7778_NOS | 1 | 0 | 15119_PLUMBING CPVC
2048 | CPVC REDR BUSHING 25 x 20 MM PN-11 | 1980 | Material | 7778_NOS | 7778_NOS | 1 | 0 | 15119_PLUMBING CPVC
2049 | CPVC REDR BUSHING 32 x 15 MM PN-11 | 1980 | Material | 7778_NOS | 7778_NOS | 1 | 0 | 15119_PLUMBING CPVC
2050 | CPVC REDR BUSHING 32 x 20 MM PN-11 | 1980 | Material | 7778_NOS | 7778_NOS | 1 | 0 | 15119_PLUMBING CPVC
2051 | CPVC REDR BUSHING 32 x 25 MM PN-11 | 1980 | Material | 7778_NOS | 7778_NOS | 1 | 0 | 15119_PLUMBING CPVC
2052 | CPVC REDR BUSHING 40 x 15 MM PN-11 | 1980 | Material | 7778_NOS | 7778_NOS | 1 | 0 | 15119_PLUMBING CPVC
2053 | CPVC REDR BUSHING 40 x 20 MM PN-11 | 1980 | Material | 7778_NOS | 7778_NOS | 1 | 0 | 15119_PLUMBING CPVC
2054 | CPVC REDR BUSHING 40 x 25 MM PN-11 | 1980 | Material | 7778_NOS | 7778_NOS | 1 | 0 | 15119_PLUMBING CPVC
2055 | CPVC REDR BUSHING 40 x 32 MM PN-11 | 1980 | Material | 7778_NOS | 7778_NOS | 1 | 0 | 15119_PLUMBING CPVC
2056 | CPVC REDR BUSHING 50 x 15 MM PN-11 | 1980 | Material | 7778_NOS | 7778_NOS | 1 | 0 | 15119_PLUMBING CPVC
2057 | CPVC REDR BUSHING 50 x 20 MM PN-11 | 1980 | Material | 7778_NOS | 7778_NOS | 1 | 0 | 15119_PLUMBING CPVC
2058 | CPVC REDR BUSHING 50 x 25 MM PN-11 | 1980 | Material | 7778_NOS | 7778_NOS | 1 | 0 | 15119_PLUMBING CPVC
2059 | CPVC REDR BUSHING 50 x 32 MM PN-11 | 1980 | Material | 7778_NOS | 7778_NOS | 1 | 0 | 15119_PLUMBING CPVC
2060 | CPVC REDR BUSHING 50 x 40 MM PN-11 | 1980 | Material | 7778_NOS | 7778_NOS | 1 | 0 | 15119_PLUMBING CPVC
2061 | CPVC REDR ELBOW 90 DEG 20 x 15 MM PN-11 | 1980 | Material | 7778_NOS | 7778_NOS | 1 | 0 | 15119_PLUMBING CPVC
2062 | CPVC REDR ELBOW 90 DEG 25 x 15 MM PN-11 | 1980 | Material | 7778_NOS | 7778_NOS | 1 | 0 | 15119_PLUMBING CPVC
2063 | CPVC REDR ELBOW 90 DEG 25 x 20 MM PN-11 | 1980 | Material | 7778_NOS | 7778_NOS | 1 | 0 | 15119_PLUMBING CPVC
2064 | CPVC REDR ELBOW 90 DEG 32 x 15 MM PN-11 | 1980 | Material | 7778_NOS | 7778_NOS | 1 | 0 | 15119_PLUMBING CPVC
2065 | CPVC REDR ELBOW 90 DEG 32 x 25 MM PN-11 | 1980 | Material | 7778_NOS | 7778_NOS | 1 | 0 | 15119_PLUMBING CPVC
2066 | CPVC REDR ELBOW 90 DEG 50 x 25 MM PN-11 | 1980 | Material | 7778_NOS | 7778_NOS | 1 | 0 | 15119_PLUMBING CPVC
2067 | CPVC REDR TEE 15 X 15 X 20 MM PN-11 | 1980 | Material | 7778_NOS | 7778_NOS | 1 | 0 | 15119_PLUMBING CPVC
2068 | CPVC REDR TEE 20 X 15 X 15 MM PN-11 | 1980 | Material | 7778_NOS | 7778_NOS | 1 | 0 | 15119_PLUMBING CPVC
2069 | CPVC REDR TEE 20 X 15 X 20 MM PN-11 | 1980 | Material | 7778_NOS | 7778_NOS | 1 | 0 | 15119_PLUMBING CPVC
2070 | CPVC REDR TEE 20 X 15 MM PN-11 | 1980 | Material | 7778_NOS | 7778_NOS | 1 | 0 | 15119_PLUMBING CPVC
2071 | CPVC REDR TEE 25 X 15 MM PN-11 | 1980 | Material | 7778_NOS | 7778_NOS | 1 | 0 | 15119_PLUMBING CPVC
2072 | CPVC REDR TEE 25 X 20 MM PN-11 | 1980 | Material | 7778_NOS | 7778_NOS | 1 | 0 | 15119_PLUMBING CPVC
2073 | CPVC REDR TEE 32 X 15 MM PN-11 | 1980 | Material | 7778_NOS | 7778_NOS | 1 | 0 | 15119_PLUMBING CPVC
2074 | CPVC REDR TEE 32 X 20 MM PN-11 | 1980 | Material | 7778_NOS | 7778_NOS | 1 | 0 | 15119_PLUMBING CPVC
2075 | CPVC REDR TEE 32 X 25 MM PN-11 | 1980 | Material | 7778_NOS | 7778_NOS | 1 | 0 | 15119_PLUMBING CPVC
2076 | CPVC REDR TEE 40 X 15 MM PN-11 | 1980 | Material | 7778_NOS | 7778_NOS | 1 | 0 | 15119_PLUMBING CPVC
2077 | CPVC REDR TEE 40 X 20 MM PN-11 | 1980 | Material | 7778_NOS | 7778_NOS | 1 | 0 | 15119_PLUMBING CPVC
2078 | CPVC REDR TEE 40 X 25 MM PN-11 | 1980 | Material | 7778_NOS | 7778_NOS | 1 | 0 | 15119_PLUMBING CPVC
2079 | CPVC REDR TEE 40 X 32 MM PN-11 | 1980 | Material | 7778_NOS | 7778_NOS | 1 | 0 | 15119_PLUMBING CPVC
2080 | CPVC REDR TEE 50 X 15 MM PN-11 | 1980 | Material | 7778_NOS | 7778_NOS | 1 | 0 | 15119_PLUMBING CPVC
2081 | CPVC REDR TEE 50 X 20 MM PN-11 | 1980 | Material | 7778_NOS | 7778_NOS | 1 | 0 | 15119_PLUMBING CPVC
2082 | CPVC REDR TEE 50 X 25 MM PN-11 | 1980 | Material | 7778_NOS | 7778_NOS | 1 | 0 | 15119_PLUMBING CPVC
2083 | CPVC REDR TEE 50 X 32 MM PN-11 | 1980 | Material | 7778_NOS | 7778_NOS | 1 | 0 | 15119_PLUMBING CPVC
2084 | CPVC REDR TEE 50 X 40 MM PN-11 | 1980 | Material | 7778_NOS | 7778_NOS | 1 | 0 | 15119_PLUMBING CPVC
2085 | CPVC TRANSITION BUSHING (U x C) 15 X 15 MM PN-11 | 1980 | Material | 7778_NOS | 7778_NOS | 1 | 0 | 15119_PLUMBING CPVC
2086 | CPVC TRANSITION BUSHING (U x C) 20 X 20 MM PN-11 | 1980 | Material | 7778_NOS | 7778_NOS | 1 | 0 | 15119_PLUMBING CPVC
2087 | CPVC TRANSITION BUSHING (U x C) 25 X 25 MM PN-11 | 1980 | Material | 7778_NOS | 7778_NOS | 1 | 0 | 15119_PLUMBING CPVC
2088 | CPVC TRANSITION BUSHING (U x C) 32 X 32 MM PN-11 | 1980 | Material | 7778_NOS | 7778_NOS | 1 | 0 | 15119_PLUMBING CPVC
2089 | CPVC TRANSITION BUSHING (U x C) 40 X 40 MM PN-11 | 1980 | Material | 7778_NOS | 7778_NOS | 1 | 0 | 15119_PLUMBING CPVC
2090 | CPVC TRANSITION BUSHING (U x C) 50 X 50 MM PN-11 | 1980 | Material | 7778_NOS | 7778_NOS | 1 | 0 | 15119_PLUMBING CPVC
2091 | CPVC TRANSITION BUSHING (U x C)20 X 20 MM PN-11 | 1980 | Material | 7778_NOS | 7778_NOS | 1 | 0 | 15119_PLUMBING CPVC
2092 | CPVC TRANSITION BUSHING (U x C)25 X 25 MM PN-11 | 1980 | Material | 7778_NOS | 7778_NOS | 1 | 0 | 15119_PLUMBING CPVC
2093 | CPVC MTA PLASTIC 15 MM PN-11 | 1980 | Material | 7778_NOS | 7778_NOS | 1 | 0 | 15119_PLUMBING CPVC
2094 | CPVC MTA PLASTIC 20 MM PN-11 | 1980 | Material | 7778_NOS | 7778_NOS | 1 | 0 | 15119_PLUMBING CPVC
2095 | CPVC MTA PLASTIC 25 MM PN-11 | 1980 | Material | 7778_NOS | 7778_NOS | 1 | 0 | 15119_PLUMBING CPVC
2096 | CPVC MTA PLASTIC 32 MM PN-11 | 1980 | Material | 7778_NOS | 7778_NOS | 1 | 0 | 15119_PLUMBING CPVC
2097 | CPVC MTA PLASTIC 40 MM PN-11 | 1980 | Material | 7778_NOS | 7778_NOS | 1 | 0 | 15119_PLUMBING CPVC
2098 | CPVC MTA PLASTIC 50 MM PN-11 | 1980 | Material | 7778_NOS | 7778_NOS | 1 | 0 | 15119_PLUMBING CPVC
2099 | CPVC REDUCING MTA PLASTIC 20 X 15 MM PN-11 | 1980 | Material | 7778_NOS | 7778_NOS | 1 | 0 | 15119_PLUMBING CPVC
2100 | CPVC REDUCING MTA PLASTIC 25 X 20 MM PN-11 | 1980 | Material | 7778_NOS | 7778_NOS | 1 | 0 | 15119_PLUMBING CPVC
2101 | CPVC REDUCING MTA PLASTIC 32 X 25 MM PN-11 | 1980 | Material | 7778_NOS | 7778_NOS | 1 | 0 | 15119_PLUMBING CPVC
2102 | CPVC FTA PLASTIC 15 MM PN-11 | 1980 | Material | 7778_NOS | 7778_NOS | 1 | 0 | 15119_PLUMBING CPVC
2103 | CPVC FTA PLASTIC 20 MM PN-11 | 1980 | Material | 7778_NOS | 7778_NOS | 1 | 0 | 15119_PLUMBING CPVC
2104 | CPVC FTA PLASTIC 25 MM PN-11 | 1980 | Material | 7778_NOS | 7778_NOS | 1 | 0 | 15119_PLUMBING CPVC
2105 | CPVC FTA PLASTIC 32 MM PN-11 | 1980 | Material | 7778_NOS | 7778_NOS | 1 | 0 | 15119_PLUMBING CPVC
2106 | CPVC FTA PLASTIC 40 MM PN-11 | 1980 | Material | 7778_NOS | 7778_NOS | 1 | 0 | 15119_PLUMBING CPVC
2107 | CPVC FTA PLASTIC 50 MM PN-11 | 1980 | Material | 7778_NOS | 7778_NOS | 1 | 0 | 15119_PLUMBING CPVC
2108 | CPVC REDUCING FTA PLASTIC 20 X 15 MM PN-11 | 1980 | Material | 7778_NOS | 7778_NOS | 1 | 0 | 15119_PLUMBING CPVC
2109 | CPVC REDUCING FTA PLASTIC 32 X 25 MM PN-11 | 1980 | Material | 7778_NOS | 7778_NOS | 1 | 0 | 15119_PLUMBING CPVC
2110 | CPVC BRASS FTA 15 MM PN-11 | 1980 | Material | 7778_NOS | 7778_NOS | 1 | 0 | 15119_PLUMBING CPVC
2111 | CPVC BRASS FTA 20 MM PN-11 | 1980 | Material | 7778_NOS | 7778_NOS | 1 | 0 | 15119_PLUMBING CPVC
2112 | CPVC BRASS FTA 25 MM PN-11 | 1980 | Material | 7778_NOS | 7778_NOS | 1 | 0 | 15119_PLUMBING CPVC
2113 | CPVC BRASS FTA 32 MM PN-11 | 1980 | Material | 7778_NOS | 7778_NOS | 1 | 0 | 15119_PLUMBING CPVC
2114 | CPVC BRASS FTA 40 MM PN-11 | 1980 | Material | 7778_NOS | 7778_NOS | 1 | 0 | 15119_PLUMBING CPVC
2115 | CPVC BRASS FTA 50 MM PN-11 | 1980 | Material | 7778_NOS | 7778_NOS | 1 | 0 | 15119_PLUMBING CPVC
2116 | CPVC BRASS REDUCING FTA 20 X 15 MM PN-11 | 1980 | Material | 7778_NOS | 7778_NOS | 1 | 0 | 15119_PLUMBING CPVC
2117 | CPVC BRASS REDUCING FTA 25 X 15 MM PN-11 | 1980 | Material | 7778_NOS | 7778_NOS | 1 | 0 | 15119_PLUMBING CPVC
2118 | CPVC BRASS REDUCING FTA 25 X 20 MM PN-11 | 1980 | Material | 7778_NOS | 7778_NOS | 1 | 0 | 15119_PLUMBING CPVC
2119 | CPVC BRASS MTA 15 MM PN-11 | 1980 | Material | 7778_NOS | 7778_NOS | 1 | 0 | 15119_PLUMBING CPVC
2120 | CPVC BRASS MTA 20 MM PN-11 | 1980 | Material | 7778_NOS | 7778_NOS | 1 | 0 | 15119_PLUMBING CPVC
2121 | CPVC BRASS MTA 25 MM PN-11 | 1980 | Material | 7778_NOS | 7778_NOS | 1 | 0 | 15119_PLUMBING CPVC
2122 | CPVC BRASS MTA 32 MM PN-11 | 1980 | Material | 7778_NOS | 7778_NOS | 1 | 0 | 15119_PLUMBING CPVC
2123 | CPVC BRASS MTA 40 MM PN-11 | 1980 | Material | 7778_NOS | 7778_NOS | 1 | 0 | 15119_PLUMBING CPVC
2124 | CPVC BRASS MTA 50 MM PN-11 | 1980 | Material | 7778_NOS | 7778_NOS | 1 | 0 | 15119_PLUMBING CPVC
2125 | CPVC BRASS REDUCING MTA 20 X 15 MM PN-11 | 1980 | Material | 7778_NOS | 7778_NOS | 1 | 0 | 15119_PLUMBING CPVC
2126 | CPVC BRASS REDUCING MTA 25 X 15 MM PN-11 | 1980 | Material | 7778_NOS | 7778_NOS | 1 | 0 | 15119_PLUMBING CPVC
2127 | CPVC BRASS REDUCING MTA 25 X 20 MM PN-11 | 1980 | Material | 7778_NOS | 7778_NOS | 1 | 0 | 15119_PLUMBING CPVC
2128 | CPVC BRASS ELBOW FEMALE THRD 15 MM PN-11 | 1980 | Material | 7778_NOS | 7778_NOS | 1 | 0 | 15119_PLUMBING CPVC
2129 | CPVC BRASS ELBOW FEMALE THRD 20 MM PN-11 | 1980 | Material | 7778_NOS | 7778_NOS | 1 | 0 | 15119_PLUMBING CPVC
2130 | CPVC BRASS ELBOW FEMALE THRD 25 MM PN-11 | 1980 | Material | 7778_NOS | 7778_NOS | 1 | 0 | 15119_PLUMBING CPVC
2131 | CPVC BRASS ELBOW FEMALE THRD 32 MM PN-11 | 1980 | Material | 7778_NOS | 7778_NOS | 1 | 0 | 15119_PLUMBING CPVC
2132 | CPVC BRASS REDUCING ELBOW FEMALE THRD 20 X 15 MM PN-11 | 1980 | Material | 7778_NOS | 7778_NOS | 1 | 0 | 15119_PLUMBING CPVC
2133 | CPVC BRASS REDUCING ELBOW FEMALE THRD 25 X 15 MM PN-11 | 1980 | Material | 7778_NOS | 7778_NOS | 1 | 0 | 15119_PLUMBING CPVC
2134 | CPVC BRASS REDUCING ELBOW FEMALE THRD 25 X 20 MM PN-11 | 1980 | Material | 7778_NOS | 7778_NOS | 1 | 0 | 15119_PLUMBING CPVC
2135 | CPVC BRASS REDUCING ELBOW FEMALE THRD 40 X 15 MM PN-11 | 1980 | Material | 7778_NOS | 7778_NOS | 1 | 0 | 15119_PLUMBING CPVC
2136 | CPVC BRASS TEE FEMALE THRD 15 MM PN-11 | 1980 | Material | 7778_NOS | 7778_NOS | 1 | 0 | 15119_PLUMBING CPVC
2137 | CPVC BRASS TEE FEMALE THRD 20 MM PN-11 | 1980 | Material | 7778_NOS | 7778_NOS | 1 | 0 | 15119_PLUMBING CPVC
2138 | CPVC BRASS TEE FEMALE THRD 25 MM PN-11 | 1980 | Material | 7778_NOS | 7778_NOS | 1 | 0 | 15119_PLUMBING CPVC
2139 | CPVC BRASS TEE FEMALE THRD 32 MM PN-11 | 1980 | Material | 7778_NOS | 7778_NOS | 1 | 0 | 15119_PLUMBING CPVC
2140 | CPVC BRASS REDUCING TEE FEMALE THRD 20 X 15 MM PN-11 | 1980 | Material | 7778_NOS | 7778_NOS | 1 | 0 | 15119_PLUMBING CPVC
2141 | CPVC BRASS REDUCING TEE FEMALE THRD 25 X 15 MM PN-11 | 1980 | Material | 7778_NOS | 7778_NOS | 1 | 0 | 15119_PLUMBING CPVC
2142 | CPVC BRASS REDUCING TEE FEMALE THRD 25 X 20 MM PN-11 | 1980 | Material | 7778_NOS | 7778_NOS | 1 | 0 | 15119_PLUMBING CPVC
2143 | CPVC BRASS REDUCING TEE FEMALE THRD 32 X 15 MM PN-11 | 1980 | Material | 7778_NOS | 7778_NOS | 1 | 0 | 15119_PLUMBING CPVC
2144 | CPVC BRASS REDUCING TEE MALE THRD 20 X 15 MM PN-11 | 1980 | Material | 7778_NOS | 7778_NOS | 1 | 0 | 15119_PLUMBING CPVC
2145 | CPVC BALL VALVE 15 MM PN-11 | 1980 | Material | 7778_NOS | 7778_NOS | 1 | 0 | 15119_PLUMBING CPVC
2146 | CPVC BALL VALVE 20 MM PN-11 | 1980 | Material | 7778_NOS | 7778_NOS | 1 | 0 | 15119_PLUMBING CPVC
2147 | CPVC BALL VALVE 25 MM PN-11 | 1980 | Material | 7778_NOS | 7778_NOS | 1 | 0 | 15119_PLUMBING CPVC
2148 | CPVC BALL VALVE 32 MM PN-11 | 1980 | Material | 7778_NOS | 7778_NOS | 1 | 0 | 15119_PLUMBING CPVC
2149 | CPVC BALL VALVE 40 MM PN-11 | 1980 | Material | 7778_NOS | 7778_NOS | 1 | 0 | 15119_PLUMBING CPVC
2150 | CPVC BALL VALVE 50 MM PN-11 | 1980 | Material | 7778_NOS | 7778_NOS | 1 | 0 | 15119_PLUMBING CPVC
2151 | CPVC BYPASS BEND 15 MM PN-11 | 1980 | Material | 7778_NOS | 7778_NOS | 1 | 0 | 15119_PLUMBING CPVC
2152 | CPVC BYPASS BEND 20 MM PN-11 | 1980 | Material | 7778_NOS | 7778_NOS | 1 | 0 | 15119_PLUMBING CPVC
2153 | CPVC BYPASS BEND 25 MM PN-11 | 1980 | Material | 7778_NOS | 7778_NOS | 1 | 0 | 15119_PLUMBING CPVC
2154 | CPVC BYPASS BEND (F) 25 MM PN-11 | 1980 | Material | 7778_NOS | 7778_NOS | 1 | 0 | 15119_PLUMBING CPVC
2155 | CPVC BYPASS BEND (F) 32 MM PN-11 | 1980 | Material | 7778_NOS | 7778_NOS | 1 | 0 | 15119_PLUMBING CPVC
2156 | CPVC BYPASS BEND (F) 40 MM PN-11 | 1980 | Material | 7778_NOS | 7778_NOS | 1 | 0 | 15119_PLUMBING CPVC
2157 | CPVC BYPASS BEND (F) 50 MM PN-11 | 1980 | Material | 7778_NOS | 7778_NOS | 1 | 0 | 15119_PLUMBING CPVC
2158 | CPVC CIRCUIT TESTING PLUG 15 MM PN-11 | 1980 | Material | 7778_NOS | 7778_NOS | 1 | 0 | 15119_PLUMBING CPVC
2159 | CPVC HOLE REPAIRING COUPLER 15 MM PN-11 | 1980 | Material | 7778_NOS | 7778_NOS | 1 | 0 | 15119_PLUMBING CPVC
2160 | CPVC HOLE REPAIRING COUPLER 20 MM PN-11 | 1980 | Material | 7778_NOS | 7778_NOS | 1 | 0 | 15119_PLUMBING CPVC
2161 | CPVC HOLE REPAIRING COUPLER 25 MM PN-11 | 1980 | Material | 7778_NOS | 7778_NOS | 1 | 0 | 15119_PLUMBING CPVC
2162 | CPVC SOLVENT | 1980 | Material | 7778_NOS | 7778_NOS | 1 | 0 | 15119_PLUMBING CPVC
2163 | PLUMBING SWR O-RING | 0 | Group
2164 | SWR O-RING PIPE S/S 75 MM X 3 MTR. 'B' TYPE | 2163 | Material | 7785_RMT | 7785_RMT | 1 | 0 | 15120_PLUMBING SWR O-RING
2165 | SWR O-RING PIPE S/S 90 MM X 3 MTR. 'B' TYPE | 2163 | Material | 7785_RMT | 7785_RMT | 1 | 0 | 15120_PLUMBING SWR O-RING
2166 | SWR O-RING PIPE S/S 110 MM X 3 MTR. 'B' TYPE | 2163 | Material | 7785_RMT | 7785_RMT | 1 | 0 | 15120_PLUMBING SWR O-RING
2167 | SWR O-RING PIPE S/S 160 MM X 3 MTR. 'B' TYPE | 2163 | Material | 7785_RMT | 7785_RMT | 1 | 0 | 15120_PLUMBING SWR O-RING
2168 | SWR O-RING PIPE D/S 75 MM X 3 MTR. 'B' TYPE | 2163 | Material | 7785_RMT | 7785_RMT | 1 | 0 | 15120_PLUMBING SWR O-RING
2169 | SWR O-RING PIPE D/S 90 MM X 3 MTR. 'B' TYPE | 2163 | Material | 7785_RMT | 7785_RMT | 1 | 0 | 15120_PLUMBING SWR O-RING
2170 | SWR O-RING PIPE D/S 110 MM X 3 MTR. 'B' TYPE | 2163 | Material | 7785_RMT | 7785_RMT | 1 | 0 | 15120_PLUMBING SWR O-RING
2171 | SWR O-RING PIPE D/S 160 MM X 3 MTR. 'B' TYPE | 2163 | Material | 7785_RMT | 7785_RMT | 1 | 0 | 15120_PLUMBING SWR O-RING
2172 | SWR O-RING PIPE S/S 75 MM X 2 FT. 'B' TYPE | 2163 | Material | 7785_RMT | 7785_RMT | 1 | 0 | 15120_PLUMBING SWR O-RING
2173 | SWR O-RING PIPE S/S 90 MM X 2 FT. 'B' TYPE | 2163 | Material | 7785_RMT | 7785_RMT | 1 | 0 | 15120_PLUMBING SWR O-RING
2174 | SWR O-RING PIPE S/S 110 MM X 2 FT. 'B' TYPE | 2163 | Material | 7785_RMT | 7785_RMT | 1 | 0 | 15120_PLUMBING SWR O-RING
2175 | SWR O-RING PIPE S/S 160 MM X 2 FT. 'B' TYPE | 2163 | Material | 7785_RMT | 7785_RMT | 1 | 0 | 15120_PLUMBING SWR O-RING
2176 | SWR O-RING PIPE S/S 75 MM X 3 FT. 'B' TYPE | 2163 | Material | 7785_RMT | 7785_RMT | 1 | 0 | 15120_PLUMBING SWR O-RING
2177 | SWR O-RING PIPE S/S 90 MM X 3 FT. 'B' TYPE | 2163 | Material | 7785_RMT | 7785_RMT | 1 | 0 | 15120_PLUMBING SWR O-RING
2178 | SWR O-RING PIPE S/S 110 MM X 3 FT. 'B' TYPE | 2163 | Material | 7785_RMT | 7785_RMT | 1 | 0 | 15120_PLUMBING SWR O-RING
2179 | SWR O-RING PIPE S/S 160 MM X 3 FT. 'B' TYPE | 2163 | Material | 7785_RMT | 7785_RMT | 1 | 0 | 15120_PLUMBING SWR O-RING
2180 | SWR O-RING PIPE S/S 75 MM X 4 FT. 'B' TYPE | 2163 | Material | 7785_RMT | 7785_RMT | 1 | 0 | 15120_PLUMBING SWR O-RING
2181 | SWR O-RING PIPE S/S 90 MM X 4 FT. 'B' TYPE | 2163 | Material | 7785_RMT | 7785_RMT | 1 | 0 | 15120_PLUMBING SWR O-RING
2182 | SWR O-RING PIPE S/S 110 MM X 4 FT. 'B' TYPE | 2163 | Material | 7785_RMT | 7785_RMT | 1 | 0 | 15120_PLUMBING SWR O-RING
2183 | SWR O-RING PIPE S/S 160 MM X 4 FT. 'B' TYPE | 2163 | Material | 7785_RMT | 7785_RMT | 1 | 0 | 15120_PLUMBING SWR O-RING
2184 | SWR O-RING PIPE S/S 75 MM X 6 FT. 'B' TYPE | 2163 | Material | 7785_RMT | 7785_RMT | 1 | 0 | 15120_PLUMBING SWR O-RING
2185 | SWR O-RING PIPE S/S 90 MM X 6 FT. 'B' TYPE | 2163 | Material | 7785_RMT | 7785_RMT | 1 | 0 | 15120_PLUMBING SWR O-RING
2186 | SWR O-RING PIPE S/S 110 MM X 6 FT. 'B' TYPE | 2163 | Material | 7785_RMT | 7785_RMT | 1 | 0 | 15120_PLUMBING SWR O-RING
2187 | SWR O-RING PIPE S/S 160 MM X 6 FT. 'B' TYPE | 2163 | Material | 7785_RMT | 7785_RMT | 1 | 0 | 15120_PLUMBING SWR O-RING
2188 | SWR O-RING PIPE D/S 75 MM X 2 FT. 'B' TYPE | 2163 | Material | 7785_RMT | 7785_RMT | 1 | 0 | 15120_PLUMBING SWR O-RING
2189 | SWR O-RING PIPE D/S 90 MM X 2 FT. 'B' TYPE | 2163 | Material | 7785_RMT | 7785_RMT | 1 | 0 | 15120_PLUMBING SWR O-RING
2190 | SWR O-RING PIPE D/S 110 MM X 2 FT. 'B' TYPE | 2163 | Material | 7785_RMT | 7785_RMT | 1 | 0 | 15120_PLUMBING SWR O-RING
2191 | SWR O-RING PIPE D/S 160 MM X 2 FT. 'B' TYPE | 2163 | Material | 7785_RMT | 7785_RMT | 1 | 0 | 15120_PLUMBING SWR O-RING
2192 | SWR O-RING PIPE D/S 75 MM X 3 FT. 'B' TYPE | 2163 | Material | 7785_RMT | 7785_RMT | 1 | 0 | 15120_PLUMBING SWR O-RING
2193 | SWR O-RING PIPE D/S 90 MM X 3 FT. 'B' TYPE | 2163 | Material | 7785_RMT | 7785_RMT | 1 | 0 | 15120_PLUMBING SWR O-RING
2194 | SWR O-RING PIPE D/S 110 MM X 3 FT. 'B' TYPE | 2163 | Material | 7785_RMT | 7785_RMT | 1 | 0 | 15120_PLUMBING SWR O-RING
2195 | SWR O-RING PIPE D/S 160 MM X 3 FT. 'B' TYPE | 2163 | Material | 7785_RMT | 7785_RMT | 1 | 0 | 15120_PLUMBING SWR O-RING
2196 | SWR O-RING PIPE D/S 75 MM X 4 FT. 'B' TYPE | 2163 | Material | 7785_RMT | 7785_RMT | 1 | 0 | 15120_PLUMBING SWR O-RING
2197 | SWR O-RING PIPE D/S 90 MM X 4 FT. 'B' TYPE | 2163 | Material | 7785_RMT | 7785_RMT | 1 | 0 | 15120_PLUMBING SWR O-RING
2198 | SWR O-RING PIPE D/S 110 MM X 4 FT. 'B' TYPE | 2163 | Material | 7785_RMT | 7785_RMT | 1 | 0 | 15120_PLUMBING SWR O-RING
2199 | SWR O-RING PIPE D/S 160 MM X 4 FT. 'B' TYPE | 2163 | Material | 7785_RMT | 7785_RMT | 1 | 0 | 15120_PLUMBING SWR O-RING
2200 | SWR O-RING PIPE D/S 75 MM X 6 FT. 'B' TYPE | 2163 | Material | 7785_RMT | 7785_RMT | 1 | 0 | 15120_PLUMBING SWR O-RING
2201 | SWR O-RING PIPE D/S 90 MM X 6 FT. 'B' TYPE | 2163 | Material | 7785_RMT | 7785_RMT | 1 | 0 | 15120_PLUMBING SWR O-RING
2202 | SWR O-RING PIPE D/S 110 MM X 6 FT. 'B' TYPE | 2163 | Material | 7785_RMT | 7785_RMT | 1 | 0 | 15120_PLUMBING SWR O-RING
2203 | SWR O-RING PIPE D/S 160 MM X 6 FT. 'B' TYPE | 2163 | Material | 7785_RMT | 7785_RMT | 1 | 0 | 15120_PLUMBING SWR O-RING
2204 | SWR O-RING SOCKET 75 MM | 2163 | Material | 7778_NOS | 7778_NOS | 1 | 0 | 15120_PLUMBING SWR O-RING
2205 | SWR O-RING SOCKET 90 MM | 2163 | Material | 7778_NOS | 7778_NOS | 1 | 0 | 15120_PLUMBING SWR O-RING
2206 | SWR O-RING SOCKET 110 MM | 2163 | Material | 7778_NOS | 7778_NOS | 1 | 0 | 15120_PLUMBING SWR O-RING
2207 | SWR O-RING SOCKET 160 MM | 2163 | Material | 7778_NOS | 7778_NOS | 1 | 0 | 15120_PLUMBING SWR O-RING
2208 | SWR O-RING BEND 90 DEG 75 MM | 2163 | Material | 7778_NOS | 7778_NOS | 1 | 0 | 15120_PLUMBING SWR O-RING
2209 | SWR O-RING BEND 90 DEG 90 MM | 2163 | Material | 7778_NOS | 7778_NOS | 1 | 0 | 15120_PLUMBING SWR O-RING
2210 | SWR O-RING BEND 90 DEG 110 MM | 2163 | Material | 7778_NOS | 7778_NOS | 1 | 0 | 15120_PLUMBING SWR O-RING
2211 | SWR O-RING BEND 90 DEG 160 MM | 2163 | Material | 7778_NOS | 7778_NOS | 1 | 0 | 15120_PLUMBING SWR O-RING
2212 | SWR O-RING BEND 45 DEG 75 MM | 2163 | Material | 7778_NOS | 7778_NOS | 1 | 0 | 15120_PLUMBING SWR O-RING
2213 | SWR O-RING BEND 45 DEG 90 MM | 2163 | Material | 7778_NOS | 7778_NOS | 1 | 0 | 15120_PLUMBING SWR O-RING
2214 | SWR O-RING BEND 45 DEG 110 MM | 2163 | Material | 7778_NOS | 7778_NOS | 1 | 0 | 15120_PLUMBING SWR O-RING
2215 | SWR O-RING BEND 45 DEG 160 MM | 2163 | Material | 7778_NOS | 7778_NOS | 1 | 0 | 15120_PLUMBING SWR O-RING
2216 | SWR O-RING PLUG BEND 90 DEG 75 MM | 2163 | Material | 7778_NOS | 7778_NOS | 1 | 0 | 15120_PLUMBING SWR O-RING
2217 | SWR O-RING PLUG BEND 90 DEG 90 MM | 2163 | Material | 7778_NOS | 7778_NOS | 1 | 0 | 15120_PLUMBING SWR O-RING
2218 | SWR O-RING PLUG BEND 90 DEG 110 MM | 2163 | Material | 7778_NOS | 7778_NOS | 1 | 0 | 15120_PLUMBING SWR O-RING
2219 | SWR O-RING PLUG BEND 90 DEG 160 MM | 2163 | Material | 7778_NOS | 7778_NOS | 1 | 0 | 15120_PLUMBING SWR O-RING
2220 | SWR O-RING SWEPT BEND 110 MM | 2163 | Material | 7778_NOS | 7778_NOS | 1 | 0 | 15120_PLUMBING SWR O-RING
2221 | SWR O-RING SWEPT LONG BEND 110 MM | 2163 | Material | 7778_NOS | 7778_NOS | 1 | 0 | 15120_PLUMBING SWR O-RING
2222 | SWR O-RING TEE 75 MM | 2163 | Material | 7778_NOS | 7778_NOS | 1 | 0 | 15120_PLUMBING SWR O-RING
2223 | SWR O-RING TEE 90 MM | 2163 | Material | 7778_NOS | 7778_NOS | 1 | 0 | 15120_PLUMBING SWR O-RING
2224 | SWR O-RING TEE 110 MM | 2163 | Material | 7778_NOS | 7778_NOS | 1 | 0 | 15120_PLUMBING SWR O-RING
2225 | SWR O-RING TEE 160 MM | 2163 | Material | 7778_NOS | 7778_NOS | 1 | 0 | 15120_PLUMBING SWR O-RING
2226 | SWR O-RING PLUG TEE 75 MM | 2163 | Material | 7778_NOS | 7778_NOS | 1 | 0 | 15120_PLUMBING SWR O-RING
2227 | SWR O-RING PLUG TEE 90 MM | 2163 | Material | 7778_NOS | 7778_NOS | 1 | 0 | 15120_PLUMBING SWR O-RING
2228 | SWR O-RING PLUG TEE 110 MM | 2163 | Material | 7778_NOS | 7778_NOS | 1 | 0 | 15120_PLUMBING SWR O-RING
2229 | SWR O-RING PLUG TEE 160 MM | 2163 | Material | 7778_NOS | 7778_NOS | 1 | 0 | 15120_PLUMBING SWR O-RING
2230 | SWR O-RING SINGLE Y 75 MM | 2163 | Material | 7778_NOS | 7778_NOS | 1 | 0 | 15120_PLUMBING SWR O-RING
2231 | SWR O-RING SINGLE Y 90 MM | 2163 | Material | 7778_NOS | 7778_NOS | 1 | 0 | 15120_PLUMBING SWR O-RING
2232 | SWR O-RING SINGLE Y 110 MM | 2163 | Material | 7778_NOS | 7778_NOS | 1 | 0 | 15120_PLUMBING SWR O-RING
2233 | SWR O-RING SINGLE Y 160 MM | 2163 | Material | 7778_NOS | 7778_NOS | 1 | 0 | 15120_PLUMBING SWR O-RING
2234 | SWR O-RING PLUG SINGLE Y 75 MM | 2163 | Material | 7778_NOS | 7778_NOS | 1 | 0 | 15120_PLUMBING SWR O-RING
2235 | SWR O-RING PLUG SINGLE Y 90 MM | 2163 | Material | 7778_NOS | 7778_NOS | 1 | 0 | 15120_PLUMBING SWR O-RING
2236 | SWR O-RING PLUG SINGLE Y 110 MM | 2163 | Material | 7778_NOS | 7778_NOS | 1 | 0 | 15120_PLUMBING SWR O-RING
2237 | SWR O-RING PLUG SINGLE Y 160 MM | 2163 | Material | 7778_NOS | 7778_NOS | 1 | 0 | 15120_PLUMBING SWR O-RING
2238 | SWR O-RING DOUBLE Y 75 MM | 2163 | Material | 7778_NOS | 7778_NOS | 1 | 0 | 15120_PLUMBING SWR O-RING
2239 | SWR O-RING DOUBLE Y 90 MM | 2163 | Material | 7778_NOS | 7778_NOS | 1 | 0 | 15120_PLUMBING SWR O-RING
2240 | SWR O-RING DOUBLE Y 110 MM | 2163 | Material | 7778_NOS | 7778_NOS | 1 | 0 | 15120_PLUMBING SWR O-RING
2241 | SWR O-RING DOUBLE Y 160 MM | 2163 | Material | 7778_NOS | 7778_NOS | 1 | 0 | 15120_PLUMBING SWR O-RING
2242 | SWR O-RING PLUG DOUBLE Y 75 MM | 2163 | Material | 7778_NOS | 7778_NOS | 1 | 0 | 15120_PLUMBING SWR O-RING
2243 | SWR O-RING PLUG DOUBLE Y 90 MM | 2163 | Material | 7778_NOS | 7778_NOS | 1 | 0 | 15120_PLUMBING SWR O-RING
2244 | SWR O-RING PLUG DOUBLE Y 110 MM | 2163 | Material | 7778_NOS | 7778_NOS | 1 | 0 | 15120_PLUMBING SWR O-RING
2245 | SWR O-RING PLUG DOUBLE Y 160 MM | 2163 | Material | 7778_NOS | 7778_NOS | 1 | 0 | 15120_PLUMBING SWR O-RING
2246 | SWR O-RING ECCENTRIC REDR 90 MM X 75 MM | 2163 | Material | 7778_NOS | 7778_NOS | 1 | 0 | 15120_PLUMBING SWR O-RING
2247 | SWR O-RING ECCENTRIC REDR 110 MM X 75 MM | 2163 | Material | 7778_NOS | 7778_NOS | 1 | 0 | 15120_PLUMBING SWR O-RING
2248 | SWR O-RING ECCENTRIC REDR 110 MM X 90 MM | 2163 | Material | 7778_NOS | 7778_NOS | 1 | 0 | 15120_PLUMBING SWR O-RING
2249 | SWR O-RING ECCENTRIC REDR 160 MM X 110 MM | 2163 | Material | 7778_NOS | 7778_NOS | 1 | 0 | 15120_PLUMBING SWR O-RING
2250 | SWR O-RING REDR TEE 90 MM X 75 MM | 2163 | Material | 7778_NOS | 7778_NOS | 1 | 0 | 15120_PLUMBING SWR O-RING
2251 | SWR O-RING REDR TEE 110 MM X 75 MM | 2163 | Material | 7778_NOS | 7778_NOS | 1 | 0 | 15120_PLUMBING SWR O-RING
2252 | SWR O-RING REDR TEE 110 MM X 90 MM | 2163 | Material | 7778_NOS | 7778_NOS | 1 | 0 | 15120_PLUMBING SWR O-RING
2253 | SWR O-RING REDR TEE 160 MM X 110 MM | 2163 | Material | 7778_NOS | 7778_NOS | 1 | 0 | 15120_PLUMBING SWR O-RING
2254 | SWR O-RING REDR PLUG TEE 90 MM X 75 MM | 2163 | Material | 7778_NOS | 7778_NOS | 1 | 0 | 15120_PLUMBING SWR O-RING
2255 | SWR O-RING REDR PLUG TEE 110 MM X 75 MM | 2163 | Material | 7778_NOS | 7778_NOS | 1 | 0 | 15120_PLUMBING SWR O-RING
2256 | SWR O-RING REDR PLUG TEE 160 MM X 110 MM | 2163 | Material | 7778_NOS | 7778_NOS | 1 | 0 | 15120_PLUMBING SWR O-RING
2257 | SWR O-RING REDR SWEPT TEE 110 MM X 75 MM | 2163 | Material | 7778_NOS | 7778_NOS | 1 | 0 | 15120_PLUMBING SWR O-RING
2258 | SWR O-RING REDR SWEPT TEE 160 MM X 110 MM | 2163 | Material | 7778_NOS | 7778_NOS | 1 | 0 | 15120_PLUMBING SWR O-RING
2259 | SWR O-RING REDR SWEPT PLUG TEE 110 MM X 75 MM | 2163 | Material | 7778_NOS | 7778_NOS | 1 | 0 | 15120_PLUMBING SWR O-RING
2260 | SWR O-RING REDR SWEPT PLUG TEE 160 MM X 110 MM | 2163 | Material | 7778_NOS | 7778_NOS | 1 | 0 | 15120_PLUMBING SWR O-RING
2261 | SWR O-RING REDR Y 110 MM X 50 MM | 2163 | Material | 7778_NOS | 7778_NOS | 1 | 0 | 15120_PLUMBING SWR O-RING
2262 | SWR O-RING REDR Y 110 MM X 75 MM | 2163 | Material | 7778_NOS | 7778_NOS | 1 | 0 | 15120_PLUMBING SWR O-RING
2263 | SWR O-RING REDR Y 110 MM X 90 MM | 2163 | Material | 7778_NOS | 7778_NOS | 1 | 0 | 15120_PLUMBING SWR O-RING
2264 | SWR O-RING REDR Y 160 MM X 75 MM | 2163 | Material | 7778_NOS | 7778_NOS | 1 | 0 | 15120_PLUMBING SWR O-RING
2265 | SWR O-RING REDR Y 160 MM X 110 MM | 2163 | Material | 7778_NOS | 7778_NOS | 1 | 0 | 15120_PLUMBING SWR O-RING
2266 | SWR O-RING CLEANING PIPE 75 MM | 2163 | Material | 7778_NOS | 7778_NOS | 1 | 0 | 15120_PLUMBING SWR O-RING
2267 | SWR O-RING CLEANING PIPE 90 MM | 2163 | Material | 7778_NOS | 7778_NOS | 1 | 0 | 15120_PLUMBING SWR O-RING
2268 | SWR O-RING CLEANING PIPE 110 MM | 2163 | Material | 7778_NOS | 7778_NOS | 1 | 0 | 15120_PLUMBING SWR O-RING
2269 | PLUMBING SWR PASTED | 0 | Group
2270 | SWR PASTED PIPE S/S 40 MM X 3 MTR. 'B' TYPE | 2269 | Material | 7785_RMT | 7785_RMT | 1 | 0 | 15121_PLUMBING SWR PASTED
2271 | SWR PASTED PIPE S/S 50 MM X 3 MTR. 'B' TYPE | 2269 | Material | 7785_RMT | 7785_RMT | 1 | 0 | 15121_PLUMBING SWR PASTED
2272 | SWR PASTED PIPE S/S 63 MM X 3 MTR. 'B' TYPE | 2269 | Material | 7785_RMT | 7785_RMT | 1 | 0 | 15121_PLUMBING SWR PASTED
2273 | SWR PASTED PIPE S/S 75 MM X 3 MTR. 'B' TYPE | 2269 | Material | 7785_RMT | 7785_RMT | 1 | 0 | 15121_PLUMBING SWR PASTED
2274 | SWR PASTED PIPE S/S 90 MM X 3 MTR. 'B' TYPE | 2269 | Material | 7785_RMT | 7785_RMT | 1 | 0 | 15121_PLUMBING SWR PASTED
2275 | SWR PASTED PIPE S/S 110 MM X 3 MTR. 'B' TYPE | 2269 | Material | 7785_RMT | 7785_RMT | 1 | 0 | 15121_PLUMBING SWR PASTED
2276 | SWR PASTED PIPE S/S 160 MM X 3 MTR. 'B' TYPE | 2269 | Material | 7785_RMT | 7785_RMT | 1 | 0 | 15121_PLUMBING SWR PASTED
2277 | SWR PASTED PIPE D/S 75 MM X 3 MTR. 'B' TYPE | 2269 | Material | 7785_RMT | 7785_RMT | 1 | 0 | 15121_PLUMBING SWR PASTED
2278 | SWR PASTED PIPE D/S 90 MM X 3 MTR. 'B' TYPE | 2269 | Material | 7785_RMT | 7785_RMT | 1 | 0 | 15121_PLUMBING SWR PASTED
2279 | SWR PASTED PIPE D/S 110 MM X 3 MTR. 'B' TYPE | 2269 | Material | 7785_RMT | 7785_RMT | 1 | 0 | 15121_PLUMBING SWR PASTED
2280 | SWR PASTED PIPE D/S 160 MM X 3 MTR. 'B' TYPE | 2269 | Material | 7785_RMT | 7785_RMT | 1 | 0 | 15121_PLUMBING SWR PASTED
2281 | SWR PASTED PIPE S/S 75 MM X 2 FT. 'B' TYPE | 2269 | Material | 7785_RMT | 7785_RMT | 1 | 0 | 15121_PLUMBING SWR PASTED
2282 | SWR PASTED PIPE S/S 90 MM X 2 FT. 'B' TYPE | 2269 | Material | 7785_RMT | 7785_RMT | 1 | 0 | 15121_PLUMBING SWR PASTED
2283 | SWR PASTED PIPE S/S 110 MM X 2 FT. 'B' TYPE | 2269 | Material | 7785_RMT | 7785_RMT | 1 | 0 | 15121_PLUMBING SWR PASTED
2284 | SWR PASTED PIPE S/S 160 MM X 2 FT. 'B' TYPE | 2269 | Material | 7785_RMT | 7785_RMT | 1 | 0 | 15121_PLUMBING SWR PASTED
2285 | SWR PASTED PIPE S/S 75 MM X 3 FT. 'B' TYPE | 2269 | Material | 7785_RMT | 7785_RMT | 1 | 0 | 15121_PLUMBING SWR PASTED
2286 | SWR PASTED PIPE S/S 90 MM X 3 FT. 'B' TYPE | 2269 | Material | 7785_RMT | 7785_RMT | 1 | 0 | 15121_PLUMBING SWR PASTED
2287 | SWR PASTED PIPE S/S 110 MM X 3 FT. 'B' TYPE | 2269 | Material | 7785_RMT | 7785_RMT | 1 | 0 | 15121_PLUMBING SWR PASTED
2288 | SWR PASTED PIPE S/S 160 MM X 3 FT. 'B' TYPE | 2269 | Material | 7785_RMT | 7785_RMT | 1 | 0 | 15121_PLUMBING SWR PASTED
2289 | SWR PASTED PIPE S/S 75 MM X 4 FT. 'B' TYPE | 2269 | Material | 7785_RMT | 7785_RMT | 1 | 0 | 15121_PLUMBING SWR PASTED
2290 | SWR PASTED PIPE S/S 90 MM X 4 FT. 'B' TYPE | 2269 | Material | 7785_RMT | 7785_RMT | 1 | 0 | 15121_PLUMBING SWR PASTED
2291 | SWR PASTED PIPE S/S 110 MM X 4 FT. 'B' TYPE | 2269 | Material | 7785_RMT | 7785_RMT | 1 | 0 | 15121_PLUMBING SWR PASTED
2292 | SWR PASTED PIPE S/S 160 MM X 4 FT. 'B' TYPE | 2269 | Material | 7785_RMT | 7785_RMT | 1 | 0 | 15121_PLUMBING SWR PASTED
2293 | SWR PASTED PIPE S/S 75 MM X 6 FT. 'B' TYPE | 2269 | Material | 7785_RMT | 7785_RMT | 1 | 0 | 15121_PLUMBING SWR PASTED
2294 | SWR PASTED PIPE S/S 90 MM X 6 FT. 'B' TYPE | 2269 | Material | 7785_RMT | 7785_RMT | 1 | 0 | 15121_PLUMBING SWR PASTED
2295 | SWR PASTED PIPE S/S 110 MM X 6 FT. 'B' TYPE | 2269 | Material | 7785_RMT | 7785_RMT | 1 | 0 | 15121_PLUMBING SWR PASTED
2296 | SWR PASTED PIPE S/S 160 MM X 6 FT. 'B' TYPE | 2269 | Material | 7785_RMT | 7785_RMT | 1 | 0 | 15121_PLUMBING SWR PASTED
2297 | SWR PASTED PIPE D/S 75 MM X 2 FT. 'B' TYPE | 2269 | Material | 7785_RMT | 7785_RMT | 1 | 0 | 15121_PLUMBING SWR PASTED
2298 | SWR PASTED PIPE D/S 90 MM X 2 FT. 'B' TYPE | 2269 | Material | 7785_RMT | 7785_RMT | 1 | 0 | 15121_PLUMBING SWR PASTED
2299 | SWR PASTED PIPE D/S 110 MM X 2 FT. 'B' TYPE | 2269 | Material | 7785_RMT | 7785_RMT | 1 | 0 | 15121_PLUMBING SWR PASTED
2300 | SWR PASTED PIPE D/S 160 MM X 2 FT. 'B' TYPE | 2269 | Material | 7785_RMT | 7785_RMT | 1 | 0 | 15121_PLUMBING SWR PASTED
2301 | SWR PASTED PIPE D/S 75 MM X 3 FT. 'B' TYPE | 2269 | Material | 7785_RMT | 7785_RMT | 1 | 0 | 15121_PLUMBING SWR PASTED
2302 | SWR PASTED PIPE D/S 90 MM X 3 FT. 'B' TYPE | 2269 | Material | 7785_RMT | 7785_RMT | 1 | 0 | 15121_PLUMBING SWR PASTED
2303 | SWR PASTED PIPE D/S 110 MM X 3 FT. 'B' TYPE | 2269 | Material | 7785_RMT | 7785_RMT | 1 | 0 | 15121_PLUMBING SWR PASTED
2304 | SWR PASTED PIPE D/S 160 MM X 3 FT. 'B' TYPE | 2269 | Material | 7785_RMT | 7785_RMT | 1 | 0 | 15121_PLUMBING SWR PASTED
2305 | SWR PASTED PIPE D/S 75 MM X 4 FT. 'B' TYPE | 2269 | Material | 7785_RMT | 7785_RMT | 1 | 0 | 15121_PLUMBING SWR PASTED
2306 | SWR PASTED PIPE D/S 90 MM X 4 FT. 'B' TYPE | 2269 | Material | 7785_RMT | 7785_RMT | 1 | 0 | 15121_PLUMBING SWR PASTED
2307 | SWR PASTED PIPE D/S 110 MM X 4 FT. 'B' TYPE | 2269 | Material | 7785_RMT | 7785_RMT | 1 | 0 | 15121_PLUMBING SWR PASTED
2308 | SWR PASTED PIPE D/S 160 MM X 4 FT. 'B' TYPE | 2269 | Material | 7785_RMT | 7785_RMT | 1 | 0 | 15121_PLUMBING SWR PASTED
2309 | SWR PASTED PIPE D/S 75 MM X 6 FT. 'B' TYPE | 2269 | Material | 7785_RMT | 7785_RMT | 1 | 0 | 15121_PLUMBING SWR PASTED
2310 | SWR PASTED PIPE D/S 90 MM X 6 FT. 'B' TYPE | 2269 | Material | 7785_RMT | 7785_RMT | 1 | 0 | 15121_PLUMBING SWR PASTED
2311 | SWR PASTED PIPE D/S 110 MM X 6 FT. 'B' TYPE | 2269 | Material | 7785_RMT | 7785_RMT | 1 | 0 | 15121_PLUMBING SWR PASTED
2312 | SWR PASTED PIPE D/S 160 MM X 6 FT. 'B' TYPE | 2269 | Material | 7785_RMT | 7785_RMT | 1 | 0 | 15121_PLUMBING SWR PASTED
2313 | SWR PASTED SOCKET 40 MM | 2269 | Material | 7778_NOS | 7778_NOS | 1 | 0 | 15121_PLUMBING SWR PASTED
2314 | SWR PASTED SOCKET 50 MM | 2269 | Material | 7778_NOS | 7778_NOS | 1 | 0 | 15121_PLUMBING SWR PASTED
2315 | SWR PASTED SOCKET 63 MM | 2269 | Material | 7778_NOS | 7778_NOS | 1 | 0 | 15121_PLUMBING SWR PASTED
2316 | SWR PASTED SOCKET 75 MM | 2269 | Material | 7778_NOS | 7778_NOS | 1 | 0 | 15121_PLUMBING SWR PASTED
2317 | SWR PASTED SOCKET 90 MM | 2269 | Material | 7778_NOS | 7778_NOS | 1 | 0 | 15121_PLUMBING SWR PASTED
2318 | SWR PASTED SOCKET 110 MM | 2269 | Material | 7778_NOS | 7778_NOS | 1 | 0 | 15121_PLUMBING SWR PASTED
2319 | SWR PASTED SOCKET 160 MM | 2269 | Material | 7778_NOS | 7778_NOS | 1 | 0 | 15121_PLUMBING SWR PASTED
2320 | SWR PASTED BEND 90 DEG 40 MM | 2269 | Material | 7778_NOS | 7778_NOS | 1 | 0 | 15121_PLUMBING SWR PASTED
2321 | SWR PASTED BEND 90 DEG 50 MM | 2269 | Material | 7778_NOS | 7778_NOS | 1 | 0 | 15121_PLUMBING SWR PASTED
2322 | SWR PASTED BEND 90 DEG 63 MM | 2269 | Material | 7778_NOS | 7778_NOS | 1 | 0 | 15121_PLUMBING SWR PASTED
2323 | SWR PASTED BEND 90 DEG 75 MM | 2269 | Material | 7778_NOS | 7778_NOS | 1 | 0 | 15121_PLUMBING SWR PASTED
2324 | SWR PASTED BEND 90 DEG 90 MM | 2269 | Material | 7778_NOS | 7778_NOS | 1 | 0 | 15121_PLUMBING SWR PASTED
2325 | SWR PASTED BEND 90 DEG 110 MM | 2269 | Material | 7778_NOS | 7778_NOS | 1 | 0 | 15121_PLUMBING SWR PASTED
2326 | SWR PASTED BEND 90 DEG 160 MM | 2269 | Material | 7778_NOS | 7778_NOS | 1 | 0 | 15121_PLUMBING SWR PASTED
2327 | SWR PASTED BEND 45 DEG 40 MM | 2269 | Material | 7778_NOS | 7778_NOS | 1 | 0 | 15121_PLUMBING SWR PASTED
2328 | SWR PASTED BEND 45 DEG 50 MM | 2269 | Material | 7778_NOS | 7778_NOS | 1 | 0 | 15121_PLUMBING SWR PASTED
2329 | SWR PASTED BEND 45 DEG 63 MM | 2269 | Material | 7778_NOS | 7778_NOS | 1 | 0 | 15121_PLUMBING SWR PASTED
2330 | SWR PASTED BEND 45 DEG 75 MM | 2269 | Material | 7778_NOS | 7778_NOS | 1 | 0 | 15121_PLUMBING SWR PASTED
2331 | SWR PASTED BEND 45 DEG 90 MM | 2269 | Material | 7778_NOS | 7778_NOS | 1 | 0 | 15121_PLUMBING SWR PASTED
2332 | SWR PASTED BEND 45 DEG 110 MM | 2269 | Material | 7778_NOS | 7778_NOS | 1 | 0 | 15121_PLUMBING SWR PASTED
2333 | SWR PASTED BEND 45 DEG 160 MM | 2269 | Material | 7778_NOS | 7778_NOS | 1 | 0 | 15121_PLUMBING SWR PASTED
2334 | SWR PASTED PLUG BEND 90 DEG 75 MM | 2269 | Material | 7778_NOS | 7778_NOS | 1 | 0 | 15121_PLUMBING SWR PASTED
2335 | SWR PASTED PLUG BEND 90 DEG 90 MM | 2269 | Material | 7778_NOS | 7778_NOS | 1 | 0 | 15121_PLUMBING SWR PASTED
2336 | SWR PASTED PLUG BEND 90 DEG 110 MM | 2269 | Material | 7778_NOS | 7778_NOS | 1 | 0 | 15121_PLUMBING SWR PASTED
2337 | SWR PASTED PLUG BEND 90 DEG 160 MM | 2269 | Material | 7778_NOS | 7778_NOS | 1 | 0 | 15121_PLUMBING SWR PASTED
2338 | SWR PASTED SWEPT BEND 110 MM | 2269 | Material | 7778_NOS | 7778_NOS | 1 | 0 | 15121_PLUMBING SWR PASTED
2339 | SWR PASTED SWEPT LONG BEND 110 MM | 2269 | Material | 7778_NOS | 7778_NOS | 1 | 0 | 15121_PLUMBING SWR PASTED
2340 | SWR PASTED TEE 40 MM | 2269 | Material | 7778_NOS | 7778_NOS | 1 | 0 | 15121_PLUMBING SWR PASTED
2341 | SWR PASTED TEE 50 MM | 2269 | Material | 7778_NOS | 7778_NOS | 1 | 0 | 15121_PLUMBING SWR PASTED
2342 | SWR PASTED TEE 63 MM | 2269 | Material | 7778_NOS | 7778_NOS | 1 | 0 | 15121_PLUMBING SWR PASTED
2343 | SWR PASTED TEE 75 MM | 2269 | Material | 7778_NOS | 7778_NOS | 1 | 0 | 15121_PLUMBING SWR PASTED
2344 | SWR PASTED TEE 90 MM | 2269 | Material | 7778_NOS | 7778_NOS | 1 | 0 | 15121_PLUMBING SWR PASTED
2345 | SWR PASTED TEE 110 MM | 2269 | Material | 7778_NOS | 7778_NOS | 1 | 0 | 15121_PLUMBING SWR PASTED
2346 | SWR PASTED TEE 160 MM | 2269 | Material | 7778_NOS | 7778_NOS | 1 | 0 | 15121_PLUMBING SWR PASTED
2347 | SWR PASTED PLUG TEE 75 MM | 2269 | Material | 7778_NOS | 7778_NOS | 1 | 0 | 15121_PLUMBING SWR PASTED
2348 | SWR PASTED PLUG TEE 90 MM | 2269 | Material | 7778_NOS | 7778_NOS | 1 | 0 | 15121_PLUMBING SWR PASTED
2349 | SWR PASTED PLUG TEE 110 MM | 2269 | Material | 7778_NOS | 7778_NOS | 1 | 0 | 15121_PLUMBING SWR PASTED
2350 | SWR PASTED PLUG TEE 160 MM | 2269 | Material | 7778_NOS | 7778_NOS | 1 | 0 | 15121_PLUMBING SWR PASTED
2351 | SWR PASTED SINGLE Y 75 MM | 2269 | Material | 7778_NOS | 7778_NOS | 1 | 0 | 15121_PLUMBING SWR PASTED
2352 | SWR PASTED SINGLE Y 90 MM | 2269 | Material | 7778_NOS | 7778_NOS | 1 | 0 | 15121_PLUMBING SWR PASTED
2353 | SWR PASTED SINGLE Y 110 MM | 2269 | Material | 7778_NOS | 7778_NOS | 1 | 0 | 15121_PLUMBING SWR PASTED
2354 | SWR PASTED SINGLE Y 160 MM | 2269 | Material | 7778_NOS | 7778_NOS | 1 | 0 | 15121_PLUMBING SWR PASTED
2355 | SWR PASTED PLUG SINGLE Y 75 MM | 2269 | Material | 7778_NOS | 7778_NOS | 1 | 0 | 15121_PLUMBING SWR PASTED
2356 | SWR PASTED PLUG SINGLE Y 90 MM | 2269 | Material | 7778_NOS | 7778_NOS | 1 | 0 | 15121_PLUMBING SWR PASTED
2357 | SWR PASTED PLUG SINGLE Y 110 MM | 2269 | Material | 7778_NOS | 7778_NOS | 1 | 0 | 15121_PLUMBING SWR PASTED
2358 | SWR PASTED PLUG SINGLE Y 160 MM | 2269 | Material | 7778_NOS | 7778_NOS | 1 | 0 | 15121_PLUMBING SWR PASTED
2359 | SWR PASTED DOUBLE Y 75 MM | 2269 | Material | 7778_NOS | 7778_NOS | 1 | 0 | 15121_PLUMBING SWR PASTED
2360 | SWR PASTED DOUBLE Y 90 MM | 2269 | Material | 7778_NOS | 7778_NOS | 1 | 0 | 15121_PLUMBING SWR PASTED
2361 | SWR PASTED DOUBLE Y 110 MM | 2269 | Material | 7778_NOS | 7778_NOS | 1 | 0 | 15121_PLUMBING SWR PASTED
2362 | SWR PASTED DOUBLE Y 160 MM | 2269 | Material | 7778_NOS | 7778_NOS | 1 | 0 | 15121_PLUMBING SWR PASTED
2363 | SWR PASTED PLUG DOUBLE Y 75 MM | 2269 | Material | 7778_NOS | 7778_NOS | 1 | 0 | 15121_PLUMBING SWR PASTED
2364 | SWR PASTED PLUG DOUBLE Y 90 MM | 2269 | Material | 7778_NOS | 7778_NOS | 1 | 0 | 15121_PLUMBING SWR PASTED
2365 | SWR PASTED PLUG DOUBLE Y 110 MM | 2269 | Material | 7778_NOS | 7778_NOS | 1 | 0 | 15121_PLUMBING SWR PASTED
2366 | SWR PASTED PLUG DOUBLE Y 160 MM | 2269 | Material | 7778_NOS | 7778_NOS | 1 | 0 | 15121_PLUMBING SWR PASTED
2367 | SWR PASTED ECCENTRIC REDR 75 MM X 63 MM | 2269 | Material | 7778_NOS | 7778_NOS | 1 | 0 | 15121_PLUMBING SWR PASTED
2368 | SWR PASTED ECCENTRIC REDR 90 MM X 75 MM | 2269 | Material | 7778_NOS | 7778_NOS | 1 | 0 | 15121_PLUMBING SWR PASTED
2369 | SWR PASTED ECCENTRIC REDR 110 MM X 75 MM | 2269 | Material | 7778_NOS | 7778_NOS | 1 | 0 | 15121_PLUMBING SWR PASTED
2370 | SWR PASTED ECCENTRIC REDR 110 MM X 90 MM | 2269 | Material | 7778_NOS | 7778_NOS | 1 | 0 | 15121_PLUMBING SWR PASTED
2371 | SWR PASTED ECCENTRIC REDR 160 MM X 110 MM | 2269 | Material | 7778_NOS | 7778_NOS | 1 | 0 | 15121_PLUMBING SWR PASTED
2372 | SWR PASTED REDR BUSH 75 MM X 50 MM | 2269 | Material | 7778_NOS | 7778_NOS | 1 | 0 | 15121_PLUMBING SWR PASTED
2373 | SWR PASTED REDR BUSH 110 MM X 50 MM | 2269 | Material | 7778_NOS | 7778_NOS | 1 | 0 | 15121_PLUMBING SWR PASTED
2374 | SWR PASTED REDR BUSH 110 MM X 75 MM | 2269 | Material | 7778_NOS | 7778_NOS | 1 | 0 | 15121_PLUMBING SWR PASTED
2375 | SWR PASTED REDR TEE 110 MM X 75 MM | 2269 | Material | 7778_NOS | 7778_NOS | 1 | 0 | 15121_PLUMBING SWR PASTED
2376 | SWR PASTED REDR TEE 110 MM X 90 MM | 2269 | Material | 7778_NOS | 7778_NOS | 1 | 0 | 15121_PLUMBING SWR PASTED
2377 | SWR PASTED REDR PLUG TEE 110 MM X 90 MM | 2269 | Material | 7778_NOS | 7778_NOS | 1 | 0 | 15121_PLUMBING SWR PASTED
2378 | SWR PASTED REDR PLUG TEE 160 MM X 110 MM | 2269 | Material | 7778_NOS | 7778_NOS | 1 | 0 | 15121_PLUMBING SWR PASTED
2379 | SWR PASTED REDR SWEPT TEE 160 MM X 110 MM | 2269 | Material | 7778_NOS | 7778_NOS | 1 | 0 | 15121_PLUMBING SWR PASTED
2380 | SWR PASTED REDR SWEPT PLUG TEE 110 MM X 75 MM | 2269 | Material | 7778_NOS | 7778_NOS | 1 | 0 | 15121_PLUMBING SWR PASTED
2381 | SWR PASTED REDR Y 110 MM X 75 MM | 2269 | Material | 7778_NOS | 7778_NOS | 1 | 0 | 15121_PLUMBING SWR PASTED
2382 | SWR PASTED REDR Y 160 MM X 110 MM | 2269 | Material | 7778_NOS | 7778_NOS | 1 | 0 | 15121_PLUMBING SWR PASTED
2383 | SWR PASTED NAHANI TRAP 75 MM | 2269 | Material | 7778_NOS | 7778_NOS | 1 | 0 | 15121_PLUMBING SWR PASTED
2384 | SWR PASTED NAHANI TRAP 90 MM | 2269 | Material | 7778_NOS | 7778_NOS | 1 | 0 | 15121_PLUMBING SWR PASTED
2385 | SWR PASTED NAHANI TRAP 110 MM | 2269 | Material | 7778_NOS | 7778_NOS | 1 | 0 | 15121_PLUMBING SWR PASTED
2386 | SWR PASTED MULTI TRAP 110 x 75 x 50 MM | 2269 | Material | 7778_NOS | 7778_NOS | 1 | 0 | 15121_PLUMBING SWR PASTED
2387 | SWR PASTED MULTI TRAP 110 x 63 x 50 MM | 2269 | Material | 7778_NOS | 7778_NOS | 1 | 0 | 15121_PLUMBING SWR PASTED
2388 | SWR PASTED MULTI TRAP DEEP 110 x 75 x 50 MM | 2269 | Material | 7778_NOS | 7778_NOS | 1 | 0 | 15121_PLUMBING SWR PASTED
2389 | SWR PASTED P-TRAP 75 x 75 MM | 2269 | Material | 7778_NOS | 7778_NOS | 1 | 0 | 15121_PLUMBING SWR PASTED
2390 | SWR PASTED P-TRAP 110 x 110 MM | 2269 | Material | 7778_NOS | 7778_NOS | 1 | 0 | 15121_PLUMBING SWR PASTED
2391 | SWR PASTED U-TRAP 110 x 110 MM | 2269 | Material | 7778_NOS | 7778_NOS | 1 | 0 | 15121_PLUMBING SWR PASTED
2392 | SWR PASTED Q-TRAP 110 x 110 MM | 2269 | Material | 7778_NOS | 7778_NOS | 1 | 0 | 15121_PLUMBING SWR PASTED
2393 | SWR PASTED S-TRAP 110 x 110 MM | 2269 | Material | 7778_NOS | 7778_NOS | 1 | 0 | 15121_PLUMBING SWR PASTED
2394 | SWR GULLY TRAP 110 MM | 2269 | Material | 7778_NOS | 7778_NOS | 1 | 0 | 15121_PLUMBING SWR PASTED
2395 | SWR GULLY TRAP 160 x 110 MM | 2269 | Material | 7778_NOS | 7778_NOS | 1 | 0 | 15121_PLUMBING SWR PASTED
2396 | SWR PASTED COWL 50 MM | 2269 | Material | 7778_NOS | 7778_NOS | 1 | 0 | 15121_PLUMBING SWR PASTED
2397 | SWR PASTED COWL 63 MM | 2269 | Material | 7778_NOS | 7778_NOS | 1 | 0 | 15121_PLUMBING SWR PASTED
2398 | SWR PASTED COWL 75 MM | 2269 | Material | 7778_NOS | 7778_NOS | 1 | 0 | 15121_PLUMBING SWR PASTED
2399 | SWR PASTED COWL 90 MM | 2269 | Material | 7778_NOS | 7778_NOS | 1 | 0 | 15121_PLUMBING SWR PASTED
2400 | SWR PASTED COWL 110 MM | 2269 | Material | 7778_NOS | 7778_NOS | 1 | 0 | 15121_PLUMBING SWR PASTED
2401 | SWR PASTED COWL 160 MM | 2269 | Material | 7778_NOS | 7778_NOS | 1 | 0 | 15121_PLUMBING SWR PASTED
2402 | SWR PASTED COWL WITH MESH 50 MM | 2269 | Material | 7778_NOS | 7778_NOS | 1 | 0 | 15121_PLUMBING SWR PASTED
2403 | SWR PASTED COWL WITH MESH 63 MM | 2269 | Material | 7778_NOS | 7778_NOS | 1 | 0 | 15121_PLUMBING SWR PASTED
2404 | SWR PASTED COWL WITH MESH 75 MM | 2269 | Material | 7778_NOS | 7778_NOS | 1 | 0 | 15121_PLUMBING SWR PASTED
2405 | SWR PASTED COWL WITH MESH 90 MM | 2269 | Material | 7778_NOS | 7778_NOS | 1 | 0 | 15121_PLUMBING SWR PASTED
2406 | SWR PASTED COWL WITH MESH 110 MM | 2269 | Material | 7778_NOS | 7778_NOS | 1 | 0 | 15121_PLUMBING SWR PASTED
2407 | SWR PASTED COWL WITH MESH 160 MM | 2269 | Material | 7778_NOS | 7778_NOS | 1 | 0 | 15121_PLUMBING SWR PASTED
2408 | WC CONNECTOR STRAIGHT 125 x 110 MM | 2269 | Material | 7778_NOS | 7778_NOS | 1 | 0 | 15121_PLUMBING SWR PASTED
2409 | WC CONNECTOR ECCENTRIC 125 x 110 MM | 2269 | Material | 7778_NOS | 7778_NOS | 1 | 0 | 15121_PLUMBING SWR PASTED
2410 | WC CONNECTOR BEND 110 MM | 2269 | Material | 7778_NOS | 7778_NOS | 1 | 0 | 15121_PLUMBING SWR PASTED
2411 | WC CONNECTOR FLEXI STRAIGHT 125 x 110 MM | 2269 | Material | 7778_NOS | 7778_NOS | 1 | 0 | 15121_PLUMBING SWR PASTED
2412 | WC CONNECTOR FLEXI ECCENTRIC 125 x 110 MM | 2269 | Material | 7778_NOS | 7778_NOS | 1 | 0 | 15121_PLUMBING SWR PASTED
2413 | SWR PASTED CLEANING PIPE 75 MM | 2269 | Material | 7778_NOS | 7778_NOS | 1 | 0 | 15121_PLUMBING SWR PASTED
2414 | SWR PASTED CLEANING PIPE 90 MM | 2269 | Material | 7778_NOS | 7778_NOS | 1 | 0 | 15121_PLUMBING SWR PASTED
2415 | SWR PASTED CLEANING PIPE 110 MM | 2269 | Material | 7778_NOS | 7778_NOS | 1 | 0 | 15121_PLUMBING SWR PASTED
2416 | SWR PASTED CLEANING PIPE 160 MM | 2269 | Material | 7778_NOS | 7778_NOS | 1 | 0 | 15121_PLUMBING SWR PASTED
2417 | SWR SOLUTION | 2269 | Material | 7778_NOS | 7778_NOS | 1 | 0 | 15121_PLUMBING SWR PASTED
2418 | PLUMBING HDPE | 0 | Group
2419 | HDPE PIPE 40 MM | 2418 | Material | 7785_RMT | 7785_RMT | 1 | 0 | 15124_PLUMBING HDPE
2420 | HDPE PIPE 50 MM | 2418 | Material | 7785_RMT | 7785_RMT | 1 | 0 | 15124_PLUMBING HDPE
2421 | HDPE PIPE 56 MM | 2418 | Material | 7785_RMT | 7785_RMT | 1 | 0 | 15124_PLUMBING HDPE
2422 | HDPE PIPE 60 MM | 2418 | Material | 7785_RMT | 7785_RMT | 1 | 0 | 15124_PLUMBING HDPE
2423 | HDPE PIPE 70 MM | 2418 | Material | 7785_RMT | 7785_RMT | 1 | 0 | 15124_PLUMBING HDPE
2424 | HDPE PIPE 90 MM | 2418 | Material | 7785_RMT | 7785_RMT | 1 | 0 | 15124_PLUMBING HDPE
2425 | HDPE PIPE 100 MM | 2418 | Material | 7785_RMT | 7785_RMT | 1 | 0 | 15124_PLUMBING HDPE
2426 | HDPE PIPE 125 MM | 2418 | Material | 7785_RMT | 7785_RMT | 1 | 0 | 15124_PLUMBING HDPE
2427 | HDPE PIPE 150 MM | 2418 | Material | 7785_RMT | 7785_RMT | 1 | 0 | 15124_PLUMBING HDPE
2428 | HDPE PIPE 200 MM | 2418 | Material | 7785_RMT | 7785_RMT | 1 | 0 | 15124_PLUMBING HDPE
2429 | HDPE PIPE 250 MM | 2418 | Material | 7785_RMT | 7785_RMT | 1 | 0 | 15124_PLUMBING HDPE
2430 | HDPE PIPE 300 MM | 2418 | Material | 7785_RMT | 7785_RMT | 1 | 0 | 15124_PLUMBING HDPE
2431 | HDPE ELBOW 45 DEG 40 MM | 2418 | Material | 7778_NOS | 7778_NOS | 1 | 0 | 15124_PLUMBING HDPE
2432 | HDPE ELBOW 45 DEG 50 MM | 2418 | Material | 7778_NOS | 7778_NOS | 1 | 0 | 15124_PLUMBING HDPE
2433 | HDPE ELBOW 45 DEG 56 MM | 2418 | Material | 7778_NOS | 7778_NOS | 1 | 0 | 15124_PLUMBING HDPE
2434 | HDPE ELBOW 45 DEG 60 MM | 2418 | Material | 7778_NOS | 7778_NOS | 1 | 0 | 15124_PLUMBING HDPE
2435 | HDPE ELBOW 45 DEG 70 MM | 2418 | Material | 7778_NOS | 7778_NOS | 1 | 0 | 15124_PLUMBING HDPE
2436 | HDPE ELBOW 45 DEG 90 MM | 2418 | Material | 7778_NOS | 7778_NOS | 1 | 0 | 15124_PLUMBING HDPE
2437 | HDPE ELBOW 45 DEG 100 MM | 2418 | Material | 7778_NOS | 7778_NOS | 1 | 0 | 15124_PLUMBING HDPE
2438 | HDPE ELBOW 45 DEG 125 MM | 2418 | Material | 7778_NOS | 7778_NOS | 1 | 0 | 15124_PLUMBING HDPE
2439 | HDPE ELBOW 45 DEG 150 MM | 2418 | Material | 7778_NOS | 7778_NOS | 1 | 0 | 15124_PLUMBING HDPE
2440 | HDPE ELBOW 45 DEG 200 MM | 2418 | Material | 7778_NOS | 7778_NOS | 1 | 0 | 15124_PLUMBING HDPE
2441 | HDPE ELBOW 88.5 DEG 50 MM | 2418 | Material | 7778_NOS | 7778_NOS | 1 | 0 | 15124_PLUMBING HDPE
2442 | HDPE ELBOW 88.5 DEG 56 MM | 2418 | Material | 7778_NOS | 7778_NOS | 1 | 0 | 15124_PLUMBING HDPE
2443 | HDPE ELBOW 88.5 DEG 60 MM | 2418 | Material | 7778_NOS | 7778_NOS | 1 | 0 | 15124_PLUMBING HDPE
2444 | HDPE ELBOW 88.5 DEG 70 MM | 2418 | Material | 7778_NOS | 7778_NOS | 1 | 0 | 15124_PLUMBING HDPE
2445 | HDPE ELBOW 88.5 DEG 90 MM | 2418 | Material | 7778_NOS | 7778_NOS | 1 | 0 | 15124_PLUMBING HDPE
2446 | HDPE ELBOW 88.5 DEG 100 MM | 2418 | Material | 7778_NOS | 7778_NOS | 1 | 0 | 15124_PLUMBING HDPE
2447 | HDPE ELBOW 88.5 DEG 150 MM | 2418 | Material | 7778_NOS | 7778_NOS | 1 | 0 | 15124_PLUMBING HDPE
2448 | HDPE BEND LONG LEG 15 DEG 100 MM | 2418 | Material | 7778_NOS | 7778_NOS | 1 | 0 | 15124_PLUMBING HDPE
2449 | HDPE BEND LONG LEG 15 DEG 150 MM | 2418 | Material | 7778_NOS | 7778_NOS | 1 | 0 | 15124_PLUMBING HDPE
2450 | HDPE BEND LONG LEG 30 DEG 100 MM | 2418 | Material | 7778_NOS | 7778_NOS | 1 | 0 | 15124_PLUMBING HDPE
2451 | HDPE BEND LONG LEG 30 DEG 150 MM | 2418 | Material | 7778_NOS | 7778_NOS | 1 | 0 | 15124_PLUMBING HDPE
2452 | HDPE BEND LONG LEG 88.5 DEG 56 MM | 2418 | Material | 7778_NOS | 7778_NOS | 1 | 0 | 15124_PLUMBING HDPE
2453 | HDPE BEND LONG LEG 88.5 DEG 70 MM | 2418 | Material | 7778_NOS | 7778_NOS | 1 | 0 | 15124_PLUMBING HDPE
2454 | HDPE BEND LONG LEG 88.5 DEG 100 MM | 2418 | Material | 7778_NOS | 7778_NOS | 1 | 0 | 15124_PLUMBING HDPE
2455 | HDPE BEND LONG LEG 90 DEG 40 MM | 2418 | Material | 7778_NOS | 7778_NOS | 1 | 0 | 15124_PLUMBING HDPE
2456 | HDPE BEND LONG LEG 90 DEG 50 MM | 2418 | Material | 7778_NOS | 7778_NOS | 1 | 0 | 15124_PLUMBING HDPE
2457 | HDPE BEND LONG LEG 90 DEG 56 MM | 2418 | Material | 7778_NOS | 7778_NOS | 1 | 0 | 15124_PLUMBING HDPE
2458 | HDPE BEND LONG LEG 90 DEG 60 MM | 2418 | Material | 7778_NOS | 7778_NOS | 1 | 0 | 15124_PLUMBING HDPE
2459 | HDPE BEND LONG LEG 90 DEG 70 MM | 2418 | Material | 7778_NOS | 7778_NOS | 1 | 0 | 15124_PLUMBING HDPE
2460 | HDPE BEND LONG LEG 90 DEG 90 MM | 2418 | Material | 7778_NOS | 7778_NOS | 1 | 0 | 15124_PLUMBING HDPE
2461 | HDPE BEND LONG LEG 90 DEG 100 MM | 2418 | Material | 7778_NOS | 7778_NOS | 1 | 0 | 15124_PLUMBING HDPE
2462 | HDPE BEND LONG LEG 90 DEG 125 MM | 2418 | Material | 7778_NOS | 7778_NOS | 1 | 0 | 15124_PLUMBING HDPE
2463 | HDPE BEND LONG LEG 90 DEG 150 MM | 2418 | Material | 7778_NOS | 7778_NOS | 1 | 0 | 15124_PLUMBING HDPE
2464 | HDPE BEND SEGMENTED 15 DEG 200 MM | 2418 | Material | 7778_NOS | 7778_NOS | 1 | 0 | 15124_PLUMBING HDPE
2465 | HDPE BEND SEGMENTED 15 DEG 250 MM | 2418 | Material | 7778_NOS | 7778_NOS | 1 | 0 | 15124_PLUMBING HDPE
2466 | HDPE BEND SEGMENTED 15 DEG 300 MM | 2418 | Material | 7778_NOS | 7778_NOS | 1 | 0 | 15124_PLUMBING HDPE
2467 | HDPE BEND SEGMENTED 30 DEG 200 MM | 2418 | Material | 7778_NOS | 7778_NOS | 1 | 0 | 15124_PLUMBING HDPE
2468 | HDPE BEND SEGMENTED 30 DEG 250 MM | 2418 | Material | 7778_NOS | 7778_NOS | 1 | 0 | 15124_PLUMBING HDPE
2469 | HDPE BEND SEGMENTED 30 DEG 300 MM | 2418 | Material | 7778_NOS | 7778_NOS | 1 | 0 | 15124_PLUMBING HDPE
2470 | HDPE BEND SEGMENTED 45 DEG 250 MM | 2418 | Material | 7778_NOS | 7778_NOS | 1 | 0 | 15124_PLUMBING HDPE
2471 | HDPE BEND SEGMENTED 45 DEG 300 MM | 2418 | Material | 7778_NOS | 7778_NOS | 1 | 0 | 15124_PLUMBING HDPE
2472 | HDPE BEND SEGMENTED 90 DEG 200 MM | 2418 | Material | 7778_NOS | 7778_NOS | 1 | 0 | 15124_PLUMBING HDPE
2473 | HDPE BEND SEGMENTED 90 DEG 250 MM | 2418 | Material | 7778_NOS | 7778_NOS | 1 | 0 | 15124_PLUMBING HDPE
2474 | HDPE BEND SEGMENTED 90 DEG 300 MM | 2418 | Material | 7778_NOS | 7778_NOS | 1 | 0 | 15124_PLUMBING HDPE
2475 | HDPE BEND BOTTOM TURN 100 MM | 2418 | Material | 7778_NOS | 7778_NOS | 1 | 0 | 15124_PLUMBING HDPE
2476 | HDPE BEND BACKFLIP 100 MM | 2418 | Material | 7778_NOS | 7778_NOS | 1 | 0 | 15124_PLUMBING HDPE
2477 | HDPE TEE 40 MM | 2418 | Material | 7778_NOS | 7778_NOS | 1 | 0 | 15124_PLUMBING HDPE
2478 | HDPE TEE 50 MM | 2418 | Material | 7778_NOS | 7778_NOS | 1 | 0 | 15124_PLUMBING HDPE
2479 | HDPE TEE 56 MM | 2418 | Material | 7778_NOS | 7778_NOS | 1 | 0 | 15124_PLUMBING HDPE
2480 | HDPE TEE 60 MM | 2418 | Material | 7778_NOS | 7778_NOS | 1 | 0 | 15124_PLUMBING HDPE
2481 | HDPE TEE 70 MM | 2418 | Material | 7778_NOS | 7778_NOS | 1 | 0 | 15124_PLUMBING HDPE
2482 | HDPE TEE 90 MM | 2418 | Material | 7778_NOS | 7778_NOS | 1 | 0 | 15124_PLUMBING HDPE
2483 | HDPE TEE 100 MM | 2418 | Material | 7778_NOS | 7778_NOS | 1 | 0 | 15124_PLUMBING HDPE
2484 | HDPE TEE 150 MM | 2418 | Material | 7778_NOS | 7778_NOS | 1 | 0 | 15124_PLUMBING HDPE
2485 | HDPE TEE 200 MM | 2418 | Material | 7778_NOS | 7778_NOS | 1 | 0 | 15124_PLUMBING HDPE
2486 | HDPE PLUG TEE ROUND 60 X 60 MM | 2418 | Material | 7778_NOS | 7778_NOS | 1 | 0 | 15124_PLUMBING HDPE
2487 | HDPE PLUG TEE ROUND 70 X 70 MM | 2418 | Material | 7778_NOS | 7778_NOS | 1 | 0 | 15124_PLUMBING HDPE
2488 | HDPE PLUG TEE ROUND 90 X 90 MM | 2418 | Material | 7778_NOS | 7778_NOS | 1 | 0 | 15124_PLUMBING HDPE
2489 | HDPE PLUG TEE ROUND 100 X 100 MM | 2418 | Material | 7778_NOS | 7778_NOS | 1 | 0 | 15124_PLUMBING HDPE
2490 | HDPE PLUG TEE ROUND 125 X 100 MM | 2418 | Material | 7778_NOS | 7778_NOS | 1 | 0 | 15124_PLUMBING HDPE
2491 | HDPE PLUG TEE ROUND 150 X 100 MM | 2418 | Material | 7778_NOS | 7778_NOS | 1 | 0 | 15124_PLUMBING HDPE
2492 | HDPE PLUG TEE OVAL 200 MM | 2418 | Material | 7778_NOS | 7778_NOS | 1 | 0 | 15124_PLUMBING HDPE
2493 | HDPE PLUG TEE OVAL 250 MM | 2418 | Material | 7778_NOS | 7778_NOS | 1 | 0 | 15124_PLUMBING HDPE
2494 | HDPE PLUG TEE OVAL 300 MM | 2418 | Material | 7778_NOS | 7778_NOS | 1 | 0 | 15124_PLUMBING HDPE
2495 | HDPE TEE REDUCING 50 X 40 MM | 2418 | Material | 7778_NOS | 7778_NOS | 1 | 0 | 15124_PLUMBING HDPE
2496 | HDPE TEE REDUCING 56 X 50 MM | 2418 | Material | 7778_NOS | 7778_NOS | 1 | 0 | 15124_PLUMBING HDPE
2497 | HDPE TEE REDUCING 70 X 40 MM | 2418 | Material | 7778_NOS | 7778_NOS | 1 | 0 | 15124_PLUMBING HDPE
2498 | HDPE TEE REDUCING 70 X 50 MM | 2418 | Material | 7778_NOS | 7778_NOS | 1 | 0 | 15124_PLUMBING HDPE
2499 | HDPE TEE REDUCING 70 X 56 MM | 2418 | Material | 7778_NOS | 7778_NOS | 1 | 0 | 15124_PLUMBING HDPE
2500 | HDPE TEE REDUCING 70 X 60 MM | 2418 | Material | 7778_NOS | 7778_NOS | 1 | 0 | 15124_PLUMBING HDPE
2501 | HDPE TEE REDUCING 100 X 40 MM | 2418 | Material | 7778_NOS | 7778_NOS | 1 | 0 | 15124_PLUMBING HDPE
2502 | HDPE TEE REDUCING 100 X 50 MM | 2418 | Material | 7778_NOS | 7778_NOS | 1 | 0 | 15124_PLUMBING HDPE
2503 | HDPE TEE REDUCING 100 X 56 MM | 2418 | Material | 7778_NOS | 7778_NOS | 1 | 0 | 15124_PLUMBING HDPE
2504 | HDPE TEE REDUCING 100 X 60 MM | 2418 | Material | 7778_NOS | 7778_NOS | 1 | 0 | 15124_PLUMBING HDPE
2505 | HDPE TEE REDUCING 100 X 70 MM | 2418 | Material | 7778_NOS | 7778_NOS | 1 | 0 | 15124_PLUMBING HDPE
2506 | HDPE TEE REDUCING 100 X 90 MM | 2418 | Material | 7778_NOS | 7778_NOS | 1 | 0 | 15124_PLUMBING HDPE
2507 | HDPE TEE REDUCING 150 X 70 MM | 2418 | Material | 7778_NOS | 7778_NOS | 1 | 0 | 15124_PLUMBING HDPE
2508 | HDPE TEE REDUCING 150 X 100 MM | 2418 | Material | 7778_NOS | 7778_NOS | 1 | 0 | 15124_PLUMBING HDPE
2509 | HDPE TEE REDUCING 200 X 100 MM | 2418 | Material | 7778_NOS | 7778_NOS | 1 | 0 | 15124_PLUMBING HDPE
2510 | HDPE TEE REDUCING 200 X 150 MM | 2418 | Material | 7778_NOS | 7778_NOS | 1 | 0 | 15124_PLUMBING HDPE
2511 | HDPE TEE REDUCING 250 X 100 MM | 2418 | Material | 7778_NOS | 7778_NOS | 1 | 0 | 15124_PLUMBING HDPE
2512 | HDPE TEE REDUCING 300 X 150 MM | 2418 | Material | 7778_NOS | 7778_NOS | 1 | 0 | 15124_PLUMBING HDPE
2513 | HDPE TEE SWEPT 88.5 DEG 100 MM | 2418 | Material | 7778_NOS | 7778_NOS | 1 | 0 | 15124_PLUMBING HDPE
2514 | HDPE SINGLE-Y 40 X 40 MM | 2418 | Material | 7778_NOS | 7778_NOS | 1 | 0 | 15124_PLUMBING HDPE
2515 | HDPE SINGLE-Y 50 X 50 MM | 2418 | Material | 7778_NOS | 7778_NOS | 1 | 0 | 15124_PLUMBING HDPE
2516 | HDPE SINGLE-Y 56 X 56 MM | 2418 | Material | 7778_NOS | 7778_NOS | 1 | 0 | 15124_PLUMBING HDPE
2517 | HDPE SINGLE-Y 60 X 60 MM | 2418 | Material | 7778_NOS | 7778_NOS | 1 | 0 | 15124_PLUMBING HDPE
2518 | HDPE SINGLE-Y 70 X 70 MM | 2418 | Material | 7778_NOS | 7778_NOS | 1 | 0 | 15124_PLUMBING HDPE
2519 | HDPE SINGLE-Y 90 X 90 MM | 2418 | Material | 7778_NOS | 7778_NOS | 1 | 0 | 15124_PLUMBING HDPE
2520 | HDPE SINGLE-Y 100 X 100 MM | 2418 | Material | 7778_NOS | 7778_NOS | 1 | 0 | 15124_PLUMBING HDPE
2521 | HDPE SINGLE-Y 125 X 125 MM | 2418 | Material | 7778_NOS | 7778_NOS | 1 | 0 | 15124_PLUMBING HDPE
2522 | HDPE SINGLE-Y 150 X 150 MM | 2418 | Material | 7778_NOS | 7778_NOS | 1 | 0 | 15124_PLUMBING HDPE
2523 | HDPE SINGLE-Y 200 X 200 MM | 2418 | Material | 7778_NOS | 7778_NOS | 1 | 0 | 15124_PLUMBING HDPE
2524 | HDPE SINGLE-Y 250 X 250 MM | 2418 | Material | 7778_NOS | 7778_NOS | 1 | 0 | 15124_PLUMBING HDPE
2525 | HDPE SINGLE-Y 300 X 300 MM | 2418 | Material | 7778_NOS | 7778_NOS | 1 | 0 | 15124_PLUMBING HDPE
2526 | HDPE SINGLE-Y REDUCING 50 X 40 MM | 2418 | Material | 7778_NOS | 7778_NOS | 1 | 0 | 15124_PLUMBING HDPE
2527 | HDPE SINGLE-Y REDUCING 60 X 50 MM | 2418 | Material | 7778_NOS | 7778_NOS | 1 | 0 | 15124_PLUMBING HDPE
2528 | HDPE SINGLE-Y REDUCING 60 X 56 MM | 2418 | Material | 7778_NOS | 7778_NOS | 1 | 0 | 15124_PLUMBING HDPE
2529 | HDPE SINGLE-Y REDUCING 70 X 40 MM | 2418 | Material | 7778_NOS | 7778_NOS | 1 | 0 | 15124_PLUMBING HDPE
2530 | HDPE SINGLE-Y REDUCING 70 X 50 MM | 2418 | Material | 7778_NOS | 7778_NOS | 1 | 0 | 15124_PLUMBING HDPE
2531 | HDPE SINGLE-Y REDUCING 70 X 56 MM | 2418 | Material | 7778_NOS | 7778_NOS | 1 | 0 | 15124_PLUMBING HDPE
2532 | HDPE SINGLE-Y REDUCING 70 X 60 MM | 2418 | Material | 7778_NOS | 7778_NOS | 1 | 0 | 15124_PLUMBING HDPE
2533 | HDPE SINGLE-Y REDUCING 90 X 40 MM | 2418 | Material | 7778_NOS | 7778_NOS | 1 | 0 | 15124_PLUMBING HDPE
2534 | HDPE SINGLE-Y REDUCING 90 X 50 MM | 2418 | Material | 7778_NOS | 7778_NOS | 1 | 0 | 15124_PLUMBING HDPE
2535 | HDPE SINGLE-Y REDUCING 90 X 56 MM | 2418 | Material | 7778_NOS | 7778_NOS | 1 | 0 | 15124_PLUMBING HDPE
2536 | HDPE SINGLE-Y REDUCING 90 X 60 MM | 2418 | Material | 7778_NOS | 7778_NOS | 1 | 0 | 15124_PLUMBING HDPE
2537 | HDPE SINGLE-Y REDUCING 90 X 70 MM | 2418 | Material | 7778_NOS | 7778_NOS | 1 | 0 | 15124_PLUMBING HDPE
2538 | HDPE SINGLE-Y REDUCING 100 X 40 MM | 2418 | Material | 7778_NOS | 7778_NOS | 1 | 0 | 15124_PLUMBING HDPE
2539 | HDPE SINGLE-Y REDUCING 100 X 50 MM | 2418 | Material | 7778_NOS | 7778_NOS | 1 | 0 | 15124_PLUMBING HDPE
2540 | HDPE SINGLE-Y REDUCING 100 X 56 MM | 2418 | Material | 7778_NOS | 7778_NOS | 1 | 0 | 15124_PLUMBING HDPE
2541 | HDPE SINGLE-Y REDUCING 100 X 60 MM | 2418 | Material | 7778_NOS | 7778_NOS | 1 | 0 | 15124_PLUMBING HDPE
2542 | HDPE SINGLE-Y REDUCING 100 X 70 MM | 2418 | Material | 7778_NOS | 7778_NOS | 1 | 0 | 15124_PLUMBING HDPE
2543 | HDPE SINGLE-Y REDUCING 100 X 90 MM | 2418 | Material | 7778_NOS | 7778_NOS | 1 | 0 | 15124_PLUMBING HDPE
2544 | HDPE SINGLE-Y REDUCING 125 X 60 MM | 2418 | Material | 7778_NOS | 7778_NOS | 1 | 0 | 15124_PLUMBING HDPE
2545 | HDPE SINGLE-Y REDUCING 125 X 70 MM | 2418 | Material | 7778_NOS | 7778_NOS | 1 | 0 | 15124_PLUMBING HDPE
2546 | HDPE SINGLE-Y REDUCING 125 X 90 MM | 2418 | Material | 7778_NOS | 7778_NOS | 1 | 0 | 15124_PLUMBING HDPE
2547 | HDPE SINGLE-Y REDUCING 125 X 100 MM | 2418 | Material | 7778_NOS | 7778_NOS | 1 | 0 | 15124_PLUMBING HDPE
2548 | HDPE SINGLE-Y REDUCING 150 X 70 MM | 2418 | Material | 7778_NOS | 7778_NOS | 1 | 0 | 15124_PLUMBING HDPE
2549 | HDPE SINGLE-Y REDUCING 150 X 90 MM | 2418 | Material | 7778_NOS | 7778_NOS | 1 | 0 | 15124_PLUMBING HDPE
2550 | HDPE SINGLE-Y REDUCING 150 X 100 MM | 2418 | Material | 7778_NOS | 7778_NOS | 1 | 0 | 15124_PLUMBING HDPE
2551 | HDPE SINGLE-Y REDUCING 150 X 125 MM | 2418 | Material | 7778_NOS | 7778_NOS | 1 | 0 | 15124_PLUMBING HDPE
2552 | HDPE SINGLE-Y REDUCING 200 X 100 MM | 2418 | Material | 7778_NOS | 7778_NOS | 1 | 0 | 15124_PLUMBING HDPE
2553 | HDPE SINGLE-Y REDUCING 200 X 125 MM | 2418 | Material | 7778_NOS | 7778_NOS | 1 | 0 | 15124_PLUMBING HDPE
2554 | HDPE SINGLE-Y REDUCING 200 X 150 MM | 2418 | Material | 7778_NOS | 7778_NOS | 1 | 0 | 15124_PLUMBING HDPE
2555 | HDPE SINGLE-Y REDUCING 250 X 100 MM | 2418 | Material | 7778_NOS | 7778_NOS | 1 | 0 | 15124_PLUMBING HDPE
2556 | HDPE SINGLE-Y REDUCING 250 X 125 MM | 2418 | Material | 7778_NOS | 7778_NOS | 1 | 0 | 15124_PLUMBING HDPE
2557 | HDPE SINGLE-Y REDUCING 250 X 150 MM | 2418 | Material | 7778_NOS | 7778_NOS | 1 | 0 | 15124_PLUMBING HDPE
2558 | HDPE SINGLE-Y REDUCING 250 X 200 MM | 2418 | Material | 7778_NOS | 7778_NOS | 1 | 0 | 15124_PLUMBING HDPE
2559 | HDPE SINGLE-Y REDUCING 300 X 100 MM | 2418 | Material | 7778_NOS | 7778_NOS | 1 | 0 | 15124_PLUMBING HDPE
2560 | HDPE SINGLE-Y REDUCING 300 X 125 MM | 2418 | Material | 7778_NOS | 7778_NOS | 1 | 0 | 15124_PLUMBING HDPE
2561 | HDPE SINGLE-Y REDUCING 300 X 150 MM | 2418 | Material | 7778_NOS | 7778_NOS | 1 | 0 | 15124_PLUMBING HDPE
2562 | HDPE SINGLE-Y REDUCING 300 X 200 MM | 2418 | Material | 7778_NOS | 7778_NOS | 1 | 0 | 15124_PLUMBING HDPE
2563 | HDPE SINGLE-Y REDUCING 300 X 250 MM | 2418 | Material | 7778_NOS | 7778_NOS | 1 | 0 | 15124_PLUMBING HDPE
2564 | HDPE DOUBLE-Y 100 MM | 2418 | Material | 7778_NOS | 7778_NOS | 1 | 0 | 15124_PLUMBING HDPE
2565 | HDPE BRANCH BALL DBL 88.5 DEG CONN 90 DEG OFFSET 100X56 MM | 2418 | Material | 7778_NOS | 7778_NOS | 1 | 0 | 15124_PLUMBING HDPE
2566 | HDPE BRANCH BALL DBL 88.5 DEG CONN 90 DEG OFFSET 100X60 MM | 2418 | Material | 7778_NOS | 7778_NOS | 1 | 0 | 15124_PLUMBING HDPE
2567 | HDPE BRANCH BALL DBL 88.5 DEG CONN 90 DEG OFFSET 100X70 MM | 2418 | Material | 7778_NOS | 7778_NOS | 1 | 0 | 15124_PLUMBING HDPE
2568 | HDPE BRANCH BALL DBL 88.5 DEG CONN 90 DEG OFFSET 100X90 MM | 2418 | Material | 7778_NOS | 7778_NOS | 1 | 0 | 15124_PLUMBING HDPE
2569 | HDPE BRANCH BALL DBL 88.5 DEG CONN 90 DEG OFFSET 100X100 MM | 2418 | Material | 7778_NOS | 7778_NOS | 1 | 0 | 15124_PLUMBING HDPE
2570 | HDPE BRANCH BALL DBL 88.5 DEG CONN 135 DEG OFFSET 100X40 MM | 2418 | Material | 7778_NOS | 7778_NOS | 1 | 0 | 15124_PLUMBING HDPE
2571 | HDPE BRANCH BALL DBL 88.5 DEG CONN 135 DEG OFFSET 100X56 MM | 2418 | Material | 7778_NOS | 7778_NOS | 1 | 0 | 15124_PLUMBING HDPE
2572 | HDPE BRANCH BALL DBL 88.5 DEG CONN 135 DEG OFFSET 100X60 MM | 2418 | Material | 7778_NOS | 7778_NOS | 1 | 0 | 15124_PLUMBING HDPE
2573 | HDPE BRANCH BALL DBL 88.5 DEG CONN 135 DEG OFFSET 100X70 MM | 2418 | Material | 7778_NOS | 7778_NOS | 1 | 0 | 15124_PLUMBING HDPE
2574 | HDPE BRANCH BALL DBL 88.5 DEG CONN 135 DEG OFFSET 100X90 MM | 2418 | Material | 7778_NOS | 7778_NOS | 1 | 0 | 15124_PLUMBING HDPE
2575 | HDPE BRANCH BALL DBL 88.5 DEG CONN 135 DEG OFFSET 100X100 MM | 2418 | Material | 7778_NOS | 7778_NOS | 1 | 0 | 15124_PLUMBING HDPE
2576 | HDPE BRANCH BALL DBL 88.5 DEG CONN 180 DEG OFFSET 100X100 MM | 2418 | Material | 7778_NOS | 7778_NOS | 1 | 0 | 15124_PLUMBING HDPE
2577 | HDPE BRANCH BALL TRIP 88.5 DEG CONN 90 DEG OFFSET 100X100 MM | 2418 | Material | 7778_NOS | 7778_NOS | 1 | 0 | 15124_PLUMBING HDPE
2578 | HDPE BRANCH BALL QUAD 88.5 DEG CONN 90 DEG OFFSET 100X100 MM | 2418 | Material | 7778_NOS | 7778_NOS | 1 | 0 | 15124_PLUMBING HDPE
2579 | HDPE BRANCH QUADRUPLE 88.5 DEG 100 X 100 MM | 2418 | Material | 7778_NOS | 7778_NOS | 1 | 0 | 15124_PLUMBING HDPE
2580 | HDPE REDR ECCENTRIC SHORT 50 X 40 MM | 2418 | Material | 7778_NOS | 7778_NOS | 1 | 0 | 15124_PLUMBING HDPE
2581 | HDPE REDR ECCENTRIC SHORT 56 X 40 MM | 2418 | Material | 7778_NOS | 7778_NOS | 1 | 0 | 15124_PLUMBING HDPE
2582 | HDPE REDR ECCENTRIC SHORT 56 X 50 MM | 2418 | Material | 7778_NOS | 7778_NOS | 1 | 0 | 15124_PLUMBING HDPE
2583 | HDPE REDR ECCENTRIC SHORT 60 X 40 MM | 2418 | Material | 7778_NOS | 7778_NOS | 1 | 0 | 15124_PLUMBING HDPE
2584 | HDPE REDR ECCENTRIC SHORT 60 X 50 MM | 2418 | Material | 7778_NOS | 7778_NOS | 1 | 0 | 15124_PLUMBING HDPE
2585 | HDPE REDR ECCENTRIC SHORT 60 X 56 MM | 2418 | Material | 7778_NOS | 7778_NOS | 1 | 0 | 15124_PLUMBING HDPE
2586 | HDPE REDR ECCENTRIC SHORT 70 X 40 MM | 2418 | Material | 7778_NOS | 7778_NOS | 1 | 0 | 15124_PLUMBING HDPE
2587 | HDPE REDR ECCENTRIC SHORT 70 X 50 MM | 2418 | Material | 7778_NOS | 7778_NOS | 1 | 0 | 15124_PLUMBING HDPE
2588 | HDPE REDR ECCENTRIC SHORT 70 X 56 MM | 2418 | Material | 7778_NOS | 7778_NOS | 1 | 0 | 15124_PLUMBING HDPE
2589 | HDPE REDR ECCENTRIC SHORT 70 X 60 MM | 2418 | Material | 7778_NOS | 7778_NOS | 1 | 0 | 15124_PLUMBING HDPE
2590 | HDPE REDR ECCENTRIC SHORT 90 X 50 MM | 2418 | Material | 7778_NOS | 7778_NOS | 1 | 0 | 15124_PLUMBING HDPE
2591 | HDPE REDR ECCENTRIC SHORT 90 X 56 MM | 2418 | Material | 7778_NOS | 7778_NOS | 1 | 0 | 15124_PLUMBING HDPE
2592 | HDPE REDR ECCENTRIC SHORT 90 X 60 MM | 2418 | Material | 7778_NOS | 7778_NOS | 1 | 0 | 15124_PLUMBING HDPE
2593 | HDPE REDR ECCENTRIC SHORT 90 X 70 MM | 2418 | Material | 7778_NOS | 7778_NOS | 1 | 0 | 15124_PLUMBING HDPE
2594 | HDPE REDR ECCENTRIC SHORT 100 X 40 MM | 2418 | Material | 7778_NOS | 7778_NOS | 1 | 0 | 15124_PLUMBING HDPE
2595 | HDPE REDR ECCENTRIC SHORT 100 X 50 MM | 2418 | Material | 7778_NOS | 7778_NOS | 1 | 0 | 15124_PLUMBING HDPE
2596 | HDPE REDR ECCENTRIC SHORT 100 X 56 MM | 2418 | Material | 7778_NOS | 7778_NOS | 1 | 0 | 15124_PLUMBING HDPE
2597 | HDPE REDR ECCENTRIC SHORT 100 X 60 MM | 2418 | Material | 7778_NOS | 7778_NOS | 1 | 0 | 15124_PLUMBING HDPE
2598 | HDPE REDR ECCENTRIC SHORT 100 X 70 MM | 2418 | Material | 7778_NOS | 7778_NOS | 1 | 0 | 15124_PLUMBING HDPE
2599 | HDPE REDR ECCENTRIC SHORT 100 X 90 MM | 2418 | Material | 7778_NOS | 7778_NOS | 1 | 0 | 15124_PLUMBING HDPE
2600 | HDPE REDR ECCENTRIC SHORT 125 X 50 MM | 2418 | Material | 7778_NOS | 7778_NOS | 1 | 0 | 15124_PLUMBING HDPE
2601 | HDPE REDR ECCENTRIC SHORT 125 X 56 MM | 2418 | Material | 7778_NOS | 7778_NOS | 1 | 0 | 15124_PLUMBING HDPE
2602 | HDPE REDR ECCENTRIC SHORT 125 X 60 MM | 2418 | Material | 7778_NOS | 7778_NOS | 1 | 0 | 15124_PLUMBING HDPE
2603 | HDPE REDR ECCENTRIC SHORT 125 X 70 MM | 2418 | Material | 7778_NOS | 7778_NOS | 1 | 0 | 15124_PLUMBING HDPE
2604 | HDPE REDR ECCENTRIC SHORT 125 X 90 MM | 2418 | Material | 7778_NOS | 7778_NOS | 1 | 0 | 15124_PLUMBING HDPE
2605 | HDPE REDR ECCENTRIC SHORT 125 X 100 MM | 2418 | Material | 7778_NOS | 7778_NOS | 1 | 0 | 15124_PLUMBING HDPE
2606 | HDPE REDR ECCENTRIC SHORT 150 X 100 MM | 2418 | Material | 7778_NOS | 7778_NOS | 1 | 0 | 15124_PLUMBING HDPE
2607 | HDPE REDR ECCENTRIC SHORT 150 X 125 MM | 2418 | Material | 7778_NOS | 7778_NOS | 1 | 0 | 15124_PLUMBING HDPE
2608 | HDPE REDR ECCENTRIC LONG 125 X 100 MM | 2418 | Material | 7778_NOS | 7778_NOS | 1 | 0 | 15124_PLUMBING HDPE
2609 | HDPE REDR ECCENTRIC LONG 150 X 100 MM | 2418 | Material | 7778_NOS | 7778_NOS | 1 | 0 | 15124_PLUMBING HDPE
2610 | HDPE REDR ECCENTRIC LONG 150 X 125 MM | 2418 | Material | 7778_NOS | 7778_NOS | 1 | 0 | 15124_PLUMBING HDPE
2611 | HDPE REDR ECCENTRIC LONG 200 X 100 MM | 2418 | Material | 7778_NOS | 7778_NOS | 1 | 0 | 15124_PLUMBING HDPE
2612 | HDPE REDR ECCENTRIC LONG 200 X 125 MM | 2418 | Material | 7778_NOS | 7778_NOS | 1 | 0 | 15124_PLUMBING HDPE
2613 | HDPE REDR ECCENTRIC LONG 200 X 150 MM | 2418 | Material | 7778_NOS | 7778_NOS | 1 | 0 | 15124_PLUMBING HDPE
2614 | HDPE REDR ECCENTRIC LONG 250 X 200 MM | 2418 | Material | 7778_NOS | 7778_NOS | 1 | 0 | 15124_PLUMBING HDPE
2615 | HDPE REDR ECCENTRIC LONG 300 X 200 MM | 2418 | Material | 7778_NOS | 7778_NOS | 1 | 0 | 15124_PLUMBING HDPE
2616 | HDPE REDR ECCENTRIC LONG 300 X 250 MM | 2418 | Material | 7778_NOS | 7778_NOS | 1 | 0 | 15124_PLUMBING HDPE
2617 | HDPE REDR CONCENTRIC 56 X 50 MM | 2418 | Material | 7778_NOS | 7778_NOS | 1 | 0 | 15124_PLUMBING HDPE
2618 | HDPE REDR CONCENTRIC 90 X 70 MM | 2418 | Material | 7778_NOS | 7778_NOS | 1 | 0 | 15124_PLUMBING HDPE
2619 | HDPE REDR CONCENTRIC 100 X 50 MM | 2418 | Material | 7778_NOS | 7778_NOS | 1 | 0 | 15124_PLUMBING HDPE
2620 | HDPE REDR CONCENTRIC 100 X 56 MM | 2418 | Material | 7778_NOS | 7778_NOS | 1 | 0 | 15124_PLUMBING HDPE
2621 | HDPE REDR CONCENTRIC 100 X 60 MM | 2418 | Material | 7778_NOS | 7778_NOS | 1 | 0 | 15124_PLUMBING HDPE
2622 | HDPE REDR CONCENTRIC 100 X 70 MM | 2418 | Material | 7778_NOS | 7778_NOS | 1 | 0 | 15124_PLUMBING HDPE
2623 | HDPE REDR CONCENTRIC 100 X 90 MM | 2418 | Material | 7778_NOS | 7778_NOS | 1 | 0 | 15124_PLUMBING HDPE
2624 | HDPE REDR CONCENTRIC 125 X 90 MM | 2418 | Material | 7778_NOS | 7778_NOS | 1 | 0 | 15124_PLUMBING HDPE
2625 | HDPE REDR CONCENTRIC 150 X 100 MM | 2418 | Material | 7778_NOS | 7778_NOS | 1 | 0 | 15124_PLUMBING HDPE
2626 | HDPE SOVENT 100 X 100 X 70 MM | 2418 | Material | 7778_NOS | 7778_NOS | 1 | 0 | 15124_PLUMBING HDPE
2627 | HDPE SOVENT 150 X 100 X 70 MM | 2418 | Material | 7778_NOS | 7778_NOS | 1 | 0 | 15124_PLUMBING HDPE
2628 | HDPE ELECTROFUSION COUPLING 40 MM | 2418 | Material | 7778_NOS | 7778_NOS | 1 | 0 | 15124_PLUMBING HDPE
2629 | HDPE ELECTROFUSION COUPLING 50 MM | 2418 | Material | 7778_NOS | 7778_NOS | 1 | 0 | 15124_PLUMBING HDPE
2630 | HDPE ELECTROFUSION COUPLING 56 MM | 2418 | Material | 7778_NOS | 7778_NOS | 1 | 0 | 15124_PLUMBING HDPE
2631 | HDPE ELECTROFUSION COUPLING 60 MM | 2418 | Material | 7778_NOS | 7778_NOS | 1 | 0 | 15124_PLUMBING HDPE
2632 | HDPE ELECTROFUSION COUPLING 70 MM | 2418 | Material | 7778_NOS | 7778_NOS | 1 | 0 | 15124_PLUMBING HDPE
2633 | HDPE ELECTROFUSION COUPLING 90 MM | 2418 | Material | 7778_NOS | 7778_NOS | 1 | 0 | 15124_PLUMBING HDPE
2634 | HDPE ELECTROFUSION COUPLING 100 MM | 2418 | Material | 7778_NOS | 7778_NOS | 1 | 0 | 15124_PLUMBING HDPE
2635 | HDPE ELECTROFUSION COUPLING 125 MM | 2418 | Material | 7778_NOS | 7778_NOS | 1 | 0 | 15124_PLUMBING HDPE
2636 | HDPE ELECTROFUSION COUPLING 150 MM | 2418 | Material | 7778_NOS | 7778_NOS | 1 | 0 | 15124_PLUMBING HDPE
2637 | HDPE ELECTROFUSION COUPLING WITH THERMAL FUSE 200 MM | 2418 | Material | 7778_NOS | 7778_NOS | 1 | 0 | 15124_PLUMBING HDPE
2638 | HDPE ELECTROFUSION COUPLING WITH THERMAL FUSE 250 MM | 2418 | Material | 7778_NOS | 7778_NOS | 1 | 0 | 15124_PLUMBING HDPE
2639 | HDPE ELECTROFUSION COUPLING WITH THERMAL FUSE 300 MM | 2418 | Material | 7778_NOS | 7778_NOS | 1 | 0 | 15124_PLUMBING HDPE
2640 | HDPE EXPANSION SOCKET WITH DOUBLE FLANGE 56 MM | 2418 | Material | 7778_NOS | 7778_NOS | 1 | 0 | 15124_PLUMBING HDPE
2641 | HDPE EXPANSION SOCKET WITH DOUBLE FLANGE 60 MM | 2418 | Material | 7778_NOS | 7778_NOS | 1 | 0 | 15124_PLUMBING HDPE
2642 | HDPE EXPANSION SOCKET WITH DOUBLE FLANGE 70 MM | 2418 | Material | 7778_NOS | 7778_NOS | 1 | 0 | 15124_PLUMBING HDPE
2643 | HDPE EXPANSION SOCKET WITH DOUBLE FLANGE 90 MM | 2418 | Material | 7778_NOS | 7778_NOS | 1 | 0 | 15124_PLUMBING HDPE
2644 | HDPE EXPANSION SOCKET WITH DOUBLE FLANGE 100 MM | 2418 | Material | 7778_NOS | 7778_NOS | 1 | 0 | 15124_PLUMBING HDPE
2645 | HDPE EXPANSION SOCKET WITH DOUBLE FLANGE 125 MM | 2418 | Material | 7778_NOS | 7778_NOS | 1 | 0 | 15124_PLUMBING HDPE
2646 | HDPE EXPANSION SOCKET WITH DOUBLE FLANGE 150 MM | 2418 | Material | 7778_NOS | 7778_NOS | 1 | 0 | 15124_PLUMBING HDPE
2647 | HDPE EXPANSION SOCKET 200 MM | 2418 | Material | 7778_NOS | 7778_NOS | 1 | 0 | 15124_PLUMBING HDPE
2648 | HDPE EXPANSION SOCKET 250 MM | 2418 | Material | 7778_NOS | 7778_NOS | 1 | 0 | 15124_PLUMBING HDPE
2649 | HDPE EXPANSION SOCKET 300 MM | 2418 | Material | 7778_NOS | 7778_NOS | 1 | 0 | 15124_PLUMBING HDPE
2650 | HDPE RING SEAL SOCKET WITH LIP SEAL 40 MM | 2418 | Material | 7778_NOS | 7778_NOS | 1 | 0 | 15124_PLUMBING HDPE
2651 | HDPE RING SEAL SOCKET WITH LIP SEAL 50 MM | 2418 | Material | 7778_NOS | 7778_NOS | 1 | 0 | 15124_PLUMBING HDPE
2652 | HDPE RING SEAL SOCKET WITH LIP SEAL 56 MM | 2418 | Material | 7778_NOS | 7778_NOS | 1 | 0 | 15124_PLUMBING HDPE
2653 | HDPE RING SEAL SOCKET WITH LIP SEAL 60 MM | 2418 | Material | 7778_NOS | 7778_NOS | 1 | 0 | 15124_PLUMBING HDPE
2654 | HDPE RING SEAL SOCKET WITH LIP SEAL 70 MM | 2418 | Material | 7778_NOS | 7778_NOS | 1 | 0 | 15124_PLUMBING HDPE
2655 | HDPE RING SEAL SOCKET WITH LIP SEAL 90 MM | 2418 | Material | 7778_NOS | 7778_NOS | 1 | 0 | 15124_PLUMBING HDPE
2656 | HDPE RING SEAL SOCKET WITH LIP SEAL 100 MM | 2418 | Material | 7778_NOS | 7778_NOS | 1 | 0 | 15124_PLUMBING HDPE
2657 | HDPE RING SEAL SOCKET WITH LIP SEAL 125 MM | 2418 | Material | 7778_NOS | 7778_NOS | 1 | 0 | 15124_PLUMBING HDPE
2658 | HDPE RING SEAL SOCKET WITH LIP SEAL 150 MM | 2418 | Material | 7778_NOS | 7778_NOS | 1 | 0 | 15124_PLUMBING HDPE
2659 | HDPE SLAB REPAIR COUPLING 110 MM | 2418 | Material | 7778_NOS | 7778_NOS | 1 | 0 | 15124_PLUMBING HDPE
2660 | HDPE THRD CONNECTOR WITH COMPRESSION JOINT 40 MM | 2418 | Material | 7778_NOS | 7778_NOS | 1 | 0 | 15124_PLUMBING HDPE
2661 | HDPE THRD CONNECTOR WITH COMPRESSION JOINT 50 MM | 2418 | Material | 7778_NOS | 7778_NOS | 1 | 0 | 15124_PLUMBING HDPE
2662 | HDPE THRD CONNECTOR WITH COMPRESSION JOINT 56 MM | 2418 | Material | 7778_NOS | 7778_NOS | 1 | 0 | 15124_PLUMBING HDPE
2663 | HDPE THRD CONNECTOR WITH COMPRESSION JOINT 60 MM | 2418 | Material | 7778_NOS | 7778_NOS | 1 | 0 | 15124_PLUMBING HDPE
2664 | HDPE THRD CONNECTOR WITH COMPRESSION JOINT 70 MM | 2418 | Material | 7778_NOS | 7778_NOS | 1 | 0 | 15124_PLUMBING HDPE
2665 | HDPE THRD CONNECTOR WITH COMPRESSION JOINT 90 MM | 2418 | Material | 7778_NOS | 7778_NOS | 1 | 0 | 15124_PLUMBING HDPE
2666 | HDPE THRD CONNECTOR WITH SCREW CAP 40 MM | 2418 | Material | 7778_NOS | 7778_NOS | 1 | 0 | 15124_PLUMBING HDPE
2667 | HDPE THRD CONNECTOR WITH SCREW CAP 50 MM | 2418 | Material | 7778_NOS | 7778_NOS | 1 | 0 | 15124_PLUMBING HDPE
2668 | HDPE THRD CONNECTOR WITH SCREW CAP 56 MM | 2418 | Material | 7778_NOS | 7778_NOS | 1 | 0 | 15124_PLUMBING HDPE
2669 | HDPE THRD CONNECTOR WITH SCREW CAP 60 MM | 2418 | Material | 7778_NOS | 7778_NOS | 1 | 0 | 15124_PLUMBING HDPE
2670 | HDPE THRD CONNECTOR WITH SCREW CAP 70 MM | 2418 | Material | 7778_NOS | 7778_NOS | 1 | 0 | 15124_PLUMBING HDPE
2671 | HDPE THRD CONNECTOR WITH SCREW CAP 90 MM | 2418 | Material | 7778_NOS | 7778_NOS | 1 | 0 | 15124_PLUMBING HDPE
2672 | HDPE THRD CONNECTOR WITH SCREW CAP 100 MM | 2418 | Material | 7778_NOS | 7778_NOS | 1 | 0 | 15124_PLUMBING HDPE
2673 | HDPE COMPRESSION JOINT 63 MM | 2418 | Material | 7778_NOS | 7778_NOS | 1 | 0 | 15124_PLUMBING HDPE
2674 | HDPE ADAPTER WITH MALE THREAD 50 MM (1-1/4") | 2418 | Material | 7778_NOS | 7778_NOS | 1 | 0 | 15124_PLUMBING HDPE
2675 | HDPE ADAPTER WITH MALE THREAD 50 MM (1-1/2") | 2418 | Material | 7778_NOS | 7778_NOS | 1 | 0 | 15124_PLUMBING HDPE
2676 | HDPE ADAPTER WITH MALE THREAD 56 MM | 2418 | Material | 7778_NOS | 7778_NOS | 1 | 0 | 15124_PLUMBING HDPE
2677 | HDPE ADAPTER WITH MALE THREAD 60 MM | 2418 | Material | 7778_NOS | 7778_NOS | 1 | 0 | 15124_PLUMBING HDPE
2678 | HDPE ADAPTER WITH MALE THREAD 70 MM | 2418 | Material | 7778_NOS | 7778_NOS | 1 | 0 | 15124_PLUMBING HDPE
2679 | HDPE ADAPTER WITH FEMALE THREAD 40 MM | 2418 | Material | 7778_NOS | 7778_NOS | 1 | 0 | 15124_PLUMBING HDPE
2680 | HDPE ADAPTER WITH FEMALE THREAD 50 MM | 2418 | Material | 7778_NOS | 7778_NOS | 1 | 0 | 15124_PLUMBING HDPE
2681 | HDPE ADAPTER WITH FEMALE THREAD 56 MM | 2418 | Material | 7778_NOS | 7778_NOS | 1 | 0 | 15124_PLUMBING HDPE
2682 | HDPE ADAPTER WITH FEMALE THREAD 60 MM | 2418 | Material | 7778_NOS | 7778_NOS | 1 | 0 | 15124_PLUMBING HDPE
2683 | HDPE ADAPTER WITH FEMALE THREAD 70 MM | 2418 | Material | 7778_NOS | 7778_NOS | 1 | 0 | 15124_PLUMBING HDPE
2684 | HDPE FLANGE ADAPTER 60 MM | 2418 | Material | 7778_NOS | 7778_NOS | 1 | 0 | 15124_PLUMBING HDPE
2685 | HDPE FLANGE ADAPTER 70 MM | 2418 | Material | 7778_NOS | 7778_NOS | 1 | 0 | 15124_PLUMBING HDPE
2686 | HDPE FLANGE ADAPTER 90 MM | 2418 | Material | 7778_NOS | 7778_NOS | 1 | 0 | 15124_PLUMBING HDPE
2687 | HDPE FLANGE ADAPTER 100 MM | 2418 | Material | 7778_NOS | 7778_NOS | 1 | 0 | 15124_PLUMBING HDPE
2688 | HDPE FLANGE ADAPTER 125 MM | 2418 | Material | 7778_NOS | 7778_NOS | 1 | 0 | 15124_PLUMBING HDPE
2689 | HDPE FLANGE ADAPTER 150 MM | 2418 | Material | 7778_NOS | 7778_NOS | 1 | 0 | 15124_PLUMBING HDPE
2690 | HDPE FLANGE ADAPTER 200 MM | 2418 | Material | 7778_NOS | 7778_NOS | 1 | 0 | 15124_PLUMBING HDPE
2691 | HDPE FLANGE ADAPTER 250 MM | 2418 | Material | 7778_NOS | 7778_NOS | 1 | 0 | 15124_PLUMBING HDPE
2692 | HDPE FLANGE ADAPTER 300 MM | 2418 | Material | 7778_NOS | 7778_NOS | 1 | 0 | 15124_PLUMBING HDPE
2693 | HDPE FLANGE BUSHING 70 MM | 2418 | Material | 7778_NOS | 7778_NOS | 1 | 0 | 15124_PLUMBING HDPE
2694 | HDPE FLANGE BUSHING 90 MM | 2418 | Material | 7778_NOS | 7778_NOS | 1 | 0 | 15124_PLUMBING HDPE
2695 | HDPE FLANGE BUSHING 100 MM | 2418 | Material | 7778_NOS | 7778_NOS | 1 | 0 | 15124_PLUMBING HDPE
2696 | HDPE CONN RING SEAL SOCKET WITH LIP SEAL WALL-HUNG 90X90 MM | 2418 | Material | 7778_NOS | 7778_NOS | 1 | 0 | 15124_PLUMBING HDPE
2697 | HDPE CONN RING SEAL SOCKET WITH LIP SEAL WALL-HUNG 100X90 MM | 2418 | Material | 7778_NOS | 7778_NOS | 1 | 0 | 15124_PLUMBING HDPE
2698 | HDPE END CAP EXTENDED 50 MM | 2418 | Material | 7778_NOS | 7778_NOS | 1 | 0 | 15124_PLUMBING HDPE
2699 | HDPE END CAP EXTENDED 56 MM | 2418 | Material | 7778_NOS | 7778_NOS | 1 | 0 | 15124_PLUMBING HDPE
2700 | HDPE END CAP EXTENDED 75 MM | 2418 | Material | 7778_NOS | 7778_NOS | 1 | 0 | 15124_PLUMBING HDPE
2701 | HDPE END CAP EXTENDED 90 MM | 2418 | Material | 7778_NOS | 7778_NOS | 1 | 0 | 15124_PLUMBING HDPE
2702 | HDPE END CAP EXTENDED 110 MM | 2418 | Material | 7778_NOS | 7778_NOS | 1 | 0 | 15124_PLUMBING HDPE
2703 | HDPE END CAP EXTENDED 160 MM | 2418 | Material | 7778_NOS | 7778_NOS | 1 | 0 | 15124_PLUMBING HDPE
2704 | HDPE SLEEVE 40 MM | 2418 | Material | 7778_NOS | 7778_NOS | 1 | 0 | 15124_PLUMBING HDPE
2705 | HDPE SLEEVE 50 MM | 2418 | Material | 7778_NOS | 7778_NOS | 1 | 0 | 15124_PLUMBING HDPE
2706 | HDPE FLANGE GASKET 90 MM | 2418 | Material | 7778_NOS | 7778_NOS | 1 | 0 | 15124_PLUMBING HDPE
2707 | HDPE FLANGE GASKET 100 MM | 2418 | Material | 7778_NOS | 7778_NOS | 1 | 0 | 15124_PLUMBING HDPE
2708 | HDPE COMPRESSION SEAL 40 MM | 2418 | Material | 7778_NOS | 7778_NOS | 1 | 0 | 15124_PLUMBING HDPE
2709 | HDPE COMPRESSION SEAL 50 MM | 2418 | Material | 7778_NOS | 7778_NOS | 1 | 0 | 15124_PLUMBING HDPE
2710 | HDPE COMPRESSION SEAL 56 MM | 2418 | Material | 7778_NOS | 7778_NOS | 1 | 0 | 15124_PLUMBING HDPE
2711 | HDPE SCREW CAP 90 MM | 2418 | Material | 7778_NOS | 7778_NOS | 1 | 0 | 15124_PLUMBING HDPE
2712 | HDPE TRAP FOR WC HORIZONTAL OUTLET 110 MM | 2418 | Material | 7778_NOS | 7778_NOS | 1 | 0 | 15124_PLUMBING HDPE
2713 | HDPE P-TRAP FOR SINK 50 X 50 MM | 2418 | Material | 7778_NOS | 7778_NOS | 1 | 0 | 15124_PLUMBING HDPE
2714 | HDPE P-TRAP FOR SINK 50 X 56 MM | 2418 | Material | 7778_NOS | 7778_NOS | 1 | 0 | 15124_PLUMBING HDPE
2715 | HDPE S-TRAP FOR SINK 50 X 50 MM | 2418 | Material | 7778_NOS | 7778_NOS | 1 | 0 | 15124_PLUMBING HDPE
2716 | HDPE S-TRAP FOR SINK 50 X 56 MM | 2418 | Material | 7778_NOS | 7778_NOS | 1 | 0 | 15124_PLUMBING HDPE
2717 | HDPE NAHANI TRAP | 2418 | Material | 7778_NOS | 7778_NOS | 1 | 0 | 15124_PLUMBING HDPE
2718 | HDPE MULTI FLOOR TRAP | 2418 | Material | 7778_NOS | 7778_NOS | 1 | 0 | 15124_PLUMBING HDPE
2719 | PLUMBING ACCESSORIES | 0 | Group
2720 | SS BALL VALVE SCREWED 1/2″ | 2719 | Material | 7778_NOS | 7778_NOS | 1 | 0 | 15122_PLUMBING ACCESSORIES
2721 | SS BALL VALVE SCREWED 3/4″ | 2719 | Material | 7778_NOS | 7778_NOS | 1 | 0 | 15122_PLUMBING ACCESSORIES
2722 | SS BALL VALVE SCREWED 1″ | 2719 | Material | 7778_NOS | 7778_NOS | 1 | 0 | 15122_PLUMBING ACCESSORIES
2723 | SS BALL VALVE SCREWED 1-1/4″ | 2719 | Material | 7778_NOS | 7778_NOS | 1 | 0 | 15122_PLUMBING ACCESSORIES
2724 | SS BALL VALVE SCREWED 1-1/2″ | 2719 | Material | 7778_NOS | 7778_NOS | 1 | 0 | 15122_PLUMBING ACCESSORIES
2725 | SS BALL VALVE SCREWED 2″ | 2719 | Material | 7778_NOS | 7778_NOS | 1 | 0 | 15122_PLUMBING ACCESSORIES
2726 | SS BALL VALVE SCREWED 2-1/2″ | 2719 | Material | 7778_NOS | 7778_NOS | 1 | 0 | 15122_PLUMBING ACCESSORIES
2727 | SS BALL VALVE SCREWED 3″ | 2719 | Material | 7778_NOS | 7778_NOS | 1 | 0 | 15122_PLUMBING ACCESSORIES
2728 | SS BALL VALVE SCREWED 4″ | 2719 | Material | 7778_NOS | 7778_NOS | 1 | 0 | 15122_PLUMBING ACCESSORIES
2729 | GM BALL VALVE SCREWED 1/2″ | 2719 | Material | 7778_NOS | 7778_NOS | 1 | 0 | 15122_PLUMBING ACCESSORIES
2730 | GM BALL VALVE SCREWED 3/4″ | 2719 | Material | 7778_NOS | 7778_NOS | 1 | 0 | 15122_PLUMBING ACCESSORIES
2731 | GM BALL VALVE SCREWED 1″ | 2719 | Material | 7778_NOS | 7778_NOS | 1 | 0 | 15122_PLUMBING ACCESSORIES
2732 | GM BALL VALVE SCREWED 1-1/4″ | 2719 | Material | 7778_NOS | 7778_NOS | 1 | 0 | 15122_PLUMBING ACCESSORIES
2733 | GM BALL VALVE SCREWED 1-1/2″ | 2719 | Material | 7778_NOS | 7778_NOS | 1 | 0 | 15122_PLUMBING ACCESSORIES
2734 | GM BALL VALVE SCREWED 2″ | 2719 | Material | 7778_NOS | 7778_NOS | 1 | 0 | 15122_PLUMBING ACCESSORIES
2735 | GM BALL VALVE SCREWED 2-1/2″ | 2719 | Material | 7778_NOS | 7778_NOS | 1 | 0 | 15122_PLUMBING ACCESSORIES
2736 | GM BALL VALVE SCREWED 3″ | 2719 | Material | 7778_NOS | 7778_NOS | 1 | 0 | 15122_PLUMBING ACCESSORIES
2737 | GM BALL VALVE SCREWED 4″ | 2719 | Material | 7778_NOS | 7778_NOS | 1 | 0 | 15122_PLUMBING ACCESSORIES
2738 | BRONZE BALL VALVE SCREWED 1/2″ | 2719 | Material | 7778_NOS | 7778_NOS | 1 | 0 | 15122_PLUMBING ACCESSORIES
2739 | BRONZE BALL VALVE SCREWED 3/4″ | 2719 | Material | 7778_NOS | 7778_NOS | 1 | 0 | 15122_PLUMBING ACCESSORIES
2740 | BRONZE BALL VALVE SCREWED 1″ | 2719 | Material | 7778_NOS | 7778_NOS | 1 | 0 | 15122_PLUMBING ACCESSORIES
2741 | BRONZE BALL VALVE SCREWED 1-1/4″ | 2719 | Material | 7778_NOS | 7778_NOS | 1 | 0 | 15122_PLUMBING ACCESSORIES
2742 | BRONZE BALL VALVE SCREWED 1-1/2″ | 2719 | Material | 7778_NOS | 7778_NOS | 1 | 0 | 15122_PLUMBING ACCESSORIES
2743 | BRONZE BALL VALVE SCREWED 2″ | 2719 | Material | 7778_NOS | 7778_NOS | 1 | 0 | 15122_PLUMBING ACCESSORIES
2744 | BRONZE BALL VALVE SCREWED 2-1/2″ | 2719 | Material | 7778_NOS | 7778_NOS | 1 | 0 | 15122_PLUMBING ACCESSORIES
2745 | BRONZE BALL VALVE SCREWED 3″ | 2719 | Material | 7778_NOS | 7778_NOS | 1 | 0 | 15122_PLUMBING ACCESSORIES
2746 | BRONZE BALL VALVE SCREWED 4″ | 2719 | Material | 7778_NOS | 7778_NOS | 1 | 0 | 15122_PLUMBING ACCESSORIES
2747 | FORGED BALL VALVE SCREWED 1/2″ | 2719 | Material | 7778_NOS | 7778_NOS | 1 | 0 | 15122_PLUMBING ACCESSORIES
2748 | FORGED BALL VALVE SCREWED 3/4″ | 2719 | Material | 7778_NOS | 7778_NOS | 1 | 0 | 15122_PLUMBING ACCESSORIES
2749 | FORGED BALL VALVE SCREWED 1″ | 2719 | Material | 7778_NOS | 7778_NOS | 1 | 0 | 15122_PLUMBING ACCESSORIES
2750 | FORGED BALL VALVE SCREWED 1-1/4″ | 2719 | Material | 7778_NOS | 7778_NOS | 1 | 0 | 15122_PLUMBING ACCESSORIES
2751 | FORGED BALL VALVE SCREWED 1-1/2″ | 2719 | Material | 7778_NOS | 7778_NOS | 1 | 0 | 15122_PLUMBING ACCESSORIES
2752 | FORGED BALL VALVE SCREWED 2″ | 2719 | Material | 7778_NOS | 7778_NOS | 1 | 0 | 15122_PLUMBING ACCESSORIES
2753 | FORGED BALL VALVE SCREWED 2-1/2″ | 2719 | Material | 7778_NOS | 7778_NOS | 1 | 0 | 15122_PLUMBING ACCESSORIES
2754 | FORGED BALL VALVE SCREWED 3″ | 2719 | Material | 7778_NOS | 7778_NOS | 1 | 0 | 15122_PLUMBING ACCESSORIES
2755 | FORGED BALL VALVE SCREWED 4″ | 2719 | Material | 7778_NOS | 7778_NOS | 1 | 0 | 15122_PLUMBING ACCESSORIES
2756 | SS BALL VALVE FLANGED 1/2″ | 2719 | Material | 7778_NOS | 7778_NOS | 1 | 0 | 15122_PLUMBING ACCESSORIES
2757 | SS BALL VALVE FLANGED 3/4″ | 2719 | Material | 7778_NOS | 7778_NOS | 1 | 0 | 15122_PLUMBING ACCESSORIES
2758 | SS BALL VALVE FLANGED 1″ | 2719 | Material | 7778_NOS | 7778_NOS | 1 | 0 | 15122_PLUMBING ACCESSORIES
2759 | SS BALL VALVE FLANGED 1-1/4″ | 2719 | Material | 7778_NOS | 7778_NOS | 1 | 0 | 15122_PLUMBING ACCESSORIES
2760 | SS BALL VALVE FLANGED 1-1/2″ | 2719 | Material | 7778_NOS | 7778_NOS | 1 | 0 | 15122_PLUMBING ACCESSORIES
2761 | SS BALL VALVE FLANGED 2″ | 2719 | Material | 7778_NOS | 7778_NOS | 1 | 0 | 15122_PLUMBING ACCESSORIES
2762 | SS BALL VALVE FLANGED 2-1/2″ | 2719 | Material | 7778_NOS | 7778_NOS | 1 | 0 | 15122_PLUMBING ACCESSORIES
2763 | SS BALL VALVE FLANGED 3″ | 2719 | Material | 7778_NOS | 7778_NOS | 1 | 0 | 15122_PLUMBING ACCESSORIES
2764 | SS BALL VALVE FLANGED 4″ | 2719 | Material | 7778_NOS | 7778_NOS | 1 | 0 | 15122_PLUMBING ACCESSORIES
2765 | GM BALL VALVE FLANGED 1/2″ | 2719 | Material | 7778_NOS | 7778_NOS | 1 | 0 | 15122_PLUMBING ACCESSORIES
2766 | GM BALL VALVE FLANGED 3/4″ | 2719 | Material | 7778_NOS | 7778_NOS | 1 | 0 | 15122_PLUMBING ACCESSORIES
2767 | GM BALL VALVE FLANGED 1″ | 2719 | Material | 7778_NOS | 7778_NOS | 1 | 0 | 15122_PLUMBING ACCESSORIES
2768 | GM BALL VALVE FLANGED 1-1/4″ | 2719 | Material | 7778_NOS | 7778_NOS | 1 | 0 | 15122_PLUMBING ACCESSORIES
2769 | GM BALL VALVE FLANGED 1-1/2″ | 2719 | Material | 7778_NOS | 7778_NOS | 1 | 0 | 15122_PLUMBING ACCESSORIES
2770 | GM BALL VALVE FLANGED 2″ | 2719 | Material | 7778_NOS | 7778_NOS | 1 | 0 | 15122_PLUMBING ACCESSORIES
2771 | GM BALL VALVE FLANGED 2-1/2″ | 2719 | Material | 7778_NOS | 7778_NOS | 1 | 0 | 15122_PLUMBING ACCESSORIES
2772 | GM BALL VALVE FLANGED 3″ | 2719 | Material | 7778_NOS | 7778_NOS | 1 | 0 | 15122_PLUMBING ACCESSORIES
2773 | GM BALL VALVE FLANGED 4″ | 2719 | Material | 7778_NOS | 7778_NOS | 1 | 0 | 15122_PLUMBING ACCESSORIES
2774 | BRONZE BALL VALVE FLANGED 1/2″ | 2719 | Material | 7778_NOS | 7778_NOS | 1 | 0 | 15122_PLUMBING ACCESSORIES
2775 | BRONZE BALL VALVE FLANGED 3/4″ | 2719 | Material | 7778_NOS | 7778_NOS | 1 | 0 | 15122_PLUMBING ACCESSORIES
2776 | BRONZE BALL VALVE FLANGED 1″ | 2719 | Material | 7778_NOS | 7778_NOS | 1 | 0 | 15122_PLUMBING ACCESSORIES
2777 | BRONZE BALL VALVE FLANGED 1-1/4″ | 2719 | Material | 7778_NOS | 7778_NOS | 1 | 0 | 15122_PLUMBING ACCESSORIES
2778 | BRONZE BALL VALVE FLANGED 1-1/2″ | 2719 | Material | 7778_NOS | 7778_NOS | 1 | 0 | 15122_PLUMBING ACCESSORIES
2779 | BRONZE BALL VALVE FLANGED 2″ | 2719 | Material | 7778_NOS | 7778_NOS | 1 | 0 | 15122_PLUMBING ACCESSORIES
2780 | BRONZE BALL VALVE FLANGED 2-1/2″ | 2719 | Material | 7778_NOS | 7778_NOS | 1 | 0 | 15122_PLUMBING ACCESSORIES
2781 | BRONZE BALL VALVE FLANGED 3″ | 2719 | Material | 7778_NOS | 7778_NOS | 1 | 0 | 15122_PLUMBING ACCESSORIES
2782 | BRONZE BALL VALVE FLANGED 4″ | 2719 | Material | 7778_NOS | 7778_NOS | 1 | 0 | 15122_PLUMBING ACCESSORIES
2783 | FORGED BALL VALVE FLANGED 1/2″ | 2719 | Material | 7778_NOS | 7778_NOS | 1 | 0 | 15122_PLUMBING ACCESSORIES
2784 | FORGED BALL VALVE FLANGED 3/4″ | 2719 | Material | 7778_NOS | 7778_NOS | 1 | 0 | 15122_PLUMBING ACCESSORIES
2785 | FORGED BALL VALVE FLANGED 1″ | 2719 | Material | 7778_NOS | 7778_NOS | 1 | 0 | 15122_PLUMBING ACCESSORIES
2786 | FORGED BALL VALVE FLANGED 1-1/4″ | 2719 | Material | 7778_NOS | 7778_NOS | 1 | 0 | 15122_PLUMBING ACCESSORIES
2787 | FORGED BALL VALVE FLANGED 1-1/2″ | 2719 | Material | 7778_NOS | 7778_NOS | 1 | 0 | 15122_PLUMBING ACCESSORIES
2788 | FORGED BALL VALVE FLANGED 2″ | 2719 | Material | 7778_NOS | 7778_NOS | 1 | 0 | 15122_PLUMBING ACCESSORIES
2789 | FORGED BALL VALVE FLANGED 2-1/2″ | 2719 | Material | 7778_NOS | 7778_NOS | 1 | 0 | 15122_PLUMBING ACCESSORIES
2790 | FORGED BALL VALVE FLANGED 3″ | 2719 | Material | 7778_NOS | 7778_NOS | 1 | 0 | 15122_PLUMBING ACCESSORIES
2791 | FORGED BALL VALVE FLANGED 4″ | 2719 | Material | 7778_NOS | 7778_NOS | 1 | 0 | 15122_PLUMBING ACCESSORIES
2792 | CI BUTTERFLY VALVE WAFER TYPE 1-1/2″ | 2719 | Material | 7778_NOS | 7778_NOS | 1 | 0 | 15122_PLUMBING ACCESSORIES
2793 | CI BUTTERFLY VALVE WAFER TYPE 2″ | 2719 | Material | 7778_NOS | 7778_NOS | 1 | 0 | 15122_PLUMBING ACCESSORIES
2794 | CI BUTTERFLY VALVE WAFER TYPE 2-1/2″ | 2719 | Material | 7778_NOS | 7778_NOS | 1 | 0 | 15122_PLUMBING ACCESSORIES
2795 | CI BUTTERFLY VALVE WAFER TYPE 3″ | 2719 | Material | 7778_NOS | 7778_NOS | 1 | 0 | 15122_PLUMBING ACCESSORIES
2796 | CI BUTTERFLY VALVE WAFER TYPE 4″ | 2719 | Material | 7778_NOS | 7778_NOS | 1 | 0 | 15122_PLUMBING ACCESSORIES
2797 | CI BUTTERFLY VALVE WAFER TYPE 6" MM | 2719 | Material | 7778_NOS | 7778_NOS | 1 | 0 | 15122_PLUMBING ACCESSORIES
2798 | SS BUTTERFLY VALVE WAFER TYPE 1-1/2″ | 2719 | Material | 7778_NOS | 7778_NOS | 1 | 0 | 15122_PLUMBING ACCESSORIES
2799 | SS BUTTERFLY VALVE WAFER TYPE 2″ | 2719 | Material | 7778_NOS | 7778_NOS | 1 | 0 | 15122_PLUMBING ACCESSORIES
2800 | SS BUTTERFLY VALVE WAFER TYPE 2-1/2″ | 2719 | Material | 7778_NOS | 7778_NOS | 1 | 0 | 15122_PLUMBING ACCESSORIES
2801 | SS BUTTERFLY VALVE WAFER TYPE 3″ | 2719 | Material | 7778_NOS | 7778_NOS | 1 | 0 | 15122_PLUMBING ACCESSORIES
2802 | SS BUTTERFLY VALVE WAFER TYPE 4″ | 2719 | Material | 7778_NOS | 7778_NOS | 1 | 0 | 15122_PLUMBING ACCESSORIES
2803 | SS BUTTERFLY VALVE WAFER TYPE 6" MM | 2719 | Material | 7778_NOS | 7778_NOS | 1 | 0 | 15122_PLUMBING ACCESSORIES
2804 | CI NON RETURN VALVE 2″ | 2719 | Material | 7778_NOS | 7778_NOS | 1 | 0 | 15122_PLUMBING ACCESSORIES
2805 | CI NON RETURN VALVE 2-1/2″ | 2719 | Material | 7778_NOS | 7778_NOS | 1 | 0 | 15122_PLUMBING ACCESSORIES
2806 | CI NON RETURN VALVE 3″ | 2719 | Material | 7778_NOS | 7778_NOS | 1 | 0 | 15122_PLUMBING ACCESSORIES
2807 | CI NON RETURN VALVE 4″ | 2719 | Material | 7778_NOS | 7778_NOS | 1 | 0 | 15122_PLUMBING ACCESSORIES
2808 | CI NON RETURN VALVE 6" | 2719 | Material | 7778_NOS | 7778_NOS | 1 | 0 | 15122_PLUMBING ACCESSORIES
2809 | CI NON RETURN VALVE 8" | 2719 | Material | 7778_NOS | 7778_NOS | 1 | 0 | 15122_PLUMBING ACCESSORIES
2810 | CI NON RETURN VALVE 10" | 2719 | Material | 7778_NOS | 7778_NOS | 1 | 0 | 15122_PLUMBING ACCESSORIES
2811 | CI NON RETURN VALVE 12" | 2719 | Material | 7778_NOS | 7778_NOS | 1 | 0 | 15122_PLUMBING ACCESSORIES
2812 | PVC FOOT VALVE 1/2″ | 2719 | Material | 7778_NOS | 7778_NOS | 1 | 0 | 15122_PLUMBING ACCESSORIES
2813 | PVC FOOT VALVE 3/4″ | 2719 | Material | 7778_NOS | 7778_NOS | 1 | 0 | 15122_PLUMBING ACCESSORIES
2814 | PVC FOOT VALVE 1″ | 2719 | Material | 7778_NOS | 7778_NOS | 1 | 0 | 15122_PLUMBING ACCESSORIES
2815 | PVC FOOT VALVE 1-1/4″ | 2719 | Material | 7778_NOS | 7778_NOS | 1 | 0 | 15122_PLUMBING ACCESSORIES
2816 | PVC FOOT VALVE 1-1/2″ | 2719 | Material | 7778_NOS | 7778_NOS | 1 | 0 | 15122_PLUMBING ACCESSORIES
2817 | PVC FOOT VALVE 2″ | 2719 | Material | 7778_NOS | 7778_NOS | 1 | 0 | 15122_PLUMBING ACCESSORIES
2818 | PVC FOOT VALVE 2-1/2″ | 2719 | Material | 7778_NOS | 7778_NOS | 1 | 0 | 15122_PLUMBING ACCESSORIES
2819 | PVC FOOT VALVE 3″ | 2719 | Material | 7778_NOS | 7778_NOS | 1 | 0 | 15122_PLUMBING ACCESSORIES
2820 | PVC FOOT VALVE 4″ | 2719 | Material | 7778_NOS | 7778_NOS | 1 | 0 | 15122_PLUMBING ACCESSORIES
2821 | PVC FOOT VALVE 6" | 2719 | Material | 7778_NOS | 7778_NOS | 1 | 0 | 15122_PLUMBING ACCESSORIES
2822 | CI FOOT VALVE 1/2″ | 2719 | Material | 7778_NOS | 7778_NOS | 1 | 0 | 15122_PLUMBING ACCESSORIES
2823 | CI FOOT VALVE 3/4″ | 2719 | Material | 7778_NOS | 7778_NOS | 1 | 0 | 15122_PLUMBING ACCESSORIES
2824 | CI FOOT VALVE 1″ | 2719 | Material | 7778_NOS | 7778_NOS | 1 | 0 | 15122_PLUMBING ACCESSORIES
2825 | CI FOOT VALVE 1-1/4″ | 2719 | Material | 7778_NOS | 7778_NOS | 1 | 0 | 15122_PLUMBING ACCESSORIES
2826 | CI FOOT VALVE 1-1/2″ | 2719 | Material | 7778_NOS | 7778_NOS | 1 | 0 | 15122_PLUMBING ACCESSORIES
2827 | CI FOOT VALVE 2″ | 2719 | Material | 7778_NOS | 7778_NOS | 1 | 0 | 15122_PLUMBING ACCESSORIES
2828 | CI FOOT VALVE 2-1/2″ | 2719 | Material | 7778_NOS | 7778_NOS | 1 | 0 | 15122_PLUMBING ACCESSORIES
2829 | CI FOOT VALVE 3″ | 2719 | Material | 7778_NOS | 7778_NOS | 1 | 0 | 15122_PLUMBING ACCESSORIES
2830 | CI FOOT VALVE 4″ | 2719 | Material | 7778_NOS | 7778_NOS | 1 | 0 | 15122_PLUMBING ACCESSORIES
2831 | CI FOOT VALVE 6" | 2719 | Material | 7778_NOS | 7778_NOS | 1 | 0 | 15122_PLUMBING ACCESSORIES
2832 | BRASS FOOT VALVE 1/2″ | 2719 | Material | 7778_NOS | 7778_NOS | 1 | 0 | 15122_PLUMBING ACCESSORIES
2833 | BRASS FOOT VALVE 3/4″ | 2719 | Material | 7778_NOS | 7778_NOS | 1 | 0 | 15122_PLUMBING ACCESSORIES
2834 | BRASS FOOT VALVE 1″ | 2719 | Material | 7778_NOS | 7778_NOS | 1 | 0 | 15122_PLUMBING ACCESSORIES
2835 | BRASS FOOT VALVE 1-1/4″ | 2719 | Material | 7778_NOS | 7778_NOS | 1 | 0 | 15122_PLUMBING ACCESSORIES
2836 | BRASS FOOT VALVE 1-1/2″ | 2719 | Material | 7778_NOS | 7778_NOS | 1 | 0 | 15122_PLUMBING ACCESSORIES
2837 | BRASS FOOT VALVE 2″ | 2719 | Material | 7778_NOS | 7778_NOS | 1 | 0 | 15122_PLUMBING ACCESSORIES
2838 | BRASS FOOT VALVE 2-1/2″ | 2719 | Material | 7778_NOS | 7778_NOS | 1 | 0 | 15122_PLUMBING ACCESSORIES
2839 | BRASS FOOT VALVE 3″ | 2719 | Material | 7778_NOS | 7778_NOS | 1 | 0 | 15122_PLUMBING ACCESSORIES
2840 | BRASS FOOT VALVE 4″ | 2719 | Material | 7778_NOS | 7778_NOS | 1 | 0 | 15122_PLUMBING ACCESSORIES
2841 | BRASS FOOT VALVE 6" | 2719 | Material | 7778_NOS | 7778_NOS | 1 | 0 | 15122_PLUMBING ACCESSORIES
2842 | CI SLUICE VALVE 2″ | 2719 | Material | 7778_NOS | 7778_NOS | 1 | 0 | 15122_PLUMBING ACCESSORIES
2843 | CI SLUICE VALVE 2-1/2″ | 2719 | Material | 7778_NOS | 7778_NOS | 1 | 0 | 15122_PLUMBING ACCESSORIES
2844 | CI SLUICE VALVE 3″ | 2719 | Material | 7778_NOS | 7778_NOS | 1 | 0 | 15122_PLUMBING ACCESSORIES
2845 | CI SLUICE VALVE 4″ | 2719 | Material | 7778_NOS | 7778_NOS | 1 | 0 | 15122_PLUMBING ACCESSORIES
2846 | CI SLUICE VALVE 6" | 2719 | Material | 7778_NOS | 7778_NOS | 1 | 0 | 15122_PLUMBING ACCESSORIES
2847 | CI SLUICE VALVE 8" | 2719 | Material | 7778_NOS | 7778_NOS | 1 | 0 | 15122_PLUMBING ACCESSORIES
2848 | CI SLUICE VALVE 10" | 2719 | Material | 7778_NOS | 7778_NOS | 1 | 0 | 15122_PLUMBING ACCESSORIES
2849 | CI SLUICE VALVE 12" | 2719 | Material | 7778_NOS | 7778_NOS | 1 | 0 | 15122_PLUMBING ACCESSORIES
2850 | CI STRAINER Y TYPE 2″ | 2719 | Material | 7778_NOS | 7778_NOS | 1 | 0 | 15122_PLUMBING ACCESSORIES
2851 | CI STRAINER Y TYPE 2-1/2″ | 2719 | Material | 7778_NOS | 7778_NOS | 1 | 0 | 15122_PLUMBING ACCESSORIES
2852 | CI STRAINER Y TYPE 3″ | 2719 | Material | 7778_NOS | 7778_NOS | 1 | 0 | 15122_PLUMBING ACCESSORIES
2853 | CI STRAINER Y TYPE 4″ | 2719 | Material | 7778_NOS | 7778_NOS | 1 | 0 | 15122_PLUMBING ACCESSORIES
2854 | CI STRAINER Y TYPE 6" | 2719 | Material | 7778_NOS | 7778_NOS | 1 | 0 | 15122_PLUMBING ACCESSORIES
2855 | CI STRAINER Y TYPE 8" | 2719 | Material | 7778_NOS | 7778_NOS | 1 | 0 | 15122_PLUMBING ACCESSORIES
2856 | CI STRAINER Y TYPE 10" | 2719 | Material | 7778_NOS | 7778_NOS | 1 | 0 | 15122_PLUMBING ACCESSORIES
2857 | CI STRAINER Y TYPE 12" | 2719 | Material | 7778_NOS | 7778_NOS | 1 | 0 | 15122_PLUMBING ACCESSORIES
2858 | HARDWARE | 0 | Group
2859 | MS SCREW CSK SLOTTED SELF DRILLING FT 3 X 13 MM | 2858 | Material | 7778_NOS | 7778_NOS | 1 | 0 | 15142_HARDWARE
2860 | MS SCREW CSK SLOTTED SELF DRILLING FT 3 X 16 MM | 2858 | Material | 7778_NOS | 7778_NOS | 1 | 0 | 15142_HARDWARE
2861 | MS SCREW CSK SLOTTED SELF DRILLING FT 3 X 19 MM | 2858 | Material | 7778_NOS | 7778_NOS | 1 | 0 | 15142_HARDWARE
2862 | MS SCREW CSK SLOTTED SELF DRILLING FT 3 X 25 MM | 2858 | Material | 7778_NOS | 7778_NOS | 1 | 0 | 15142_HARDWARE
2863 | MS SCREW CSK SLOTTED SELF DRILLING FT 4 X 13 MM | 2858 | Material | 7778_NOS | 7778_NOS | 1 | 0 | 15142_HARDWARE
2864 | MS SCREW CSK SLOTTED SELF DRILLING FT 4 X 16 MM | 2858 | Material | 7778_NOS | 7778_NOS | 1 | 0 | 15142_HARDWARE
2865 | MS SCREW CSK SLOTTED SELF DRILLING FT 4 X 19 MM | 2858 | Material | 7778_NOS | 7778_NOS | 1 | 0 | 15142_HARDWARE
2866 | MS SCREW CSK SLOTTED SELF DRILLING FT 4 X 25 MM | 2858 | Material | 7778_NOS | 7778_NOS | 1 | 0 | 15142_HARDWARE
2867 | MS SCREW CSK SLOTTED SELF DRILLING FT 4 X 32 MM | 2858 | Material | 7778_NOS | 7778_NOS | 1 | 0 | 15142_HARDWARE
2868 | MS SCREW CSK SLOTTED SELF DRILLING FT 4 X 38 MM | 2858 | Material | 7778_NOS | 7778_NOS | 1 | 0 | 15142_HARDWARE
2869 | MS SCREW CSK SLOTTED SELF DRILLING FT 5 X 13 MM | 2858 | Material | 7778_NOS | 7778_NOS | 1 | 0 | 15142_HARDWARE
2870 | MS SCREW CSK SLOTTED SELF DRILLING FT 5 X 16 MM | 2858 | Material | 7778_NOS | 7778_NOS | 1 | 0 | 15142_HARDWARE
2871 | MS SCREW CSK SLOTTED SELF DRILLING FT 5 X 19 MM | 2858 | Material | 7778_NOS | 7778_NOS | 1 | 0 | 15142_HARDWARE
2872 | MS SCREW CSK SLOTTED SELF DRILLING FT 5 X 25 MM | 2858 | Material | 7778_NOS | 7778_NOS | 1 | 0 | 15142_HARDWARE
2873 | MS SCREW CSK SLOTTED SELF DRILLING FT 6 X 13 MM | 2858 | Material | 7778_NOS | 7778_NOS | 1 | 0 | 15142_HARDWARE
2874 | MS SCREW CSK SLOTTED SELF DRILLING FT 6 X 16 MM | 2858 | Material | 7778_NOS | 7778_NOS | 1 | 0 | 15142_HARDWARE
2875 | MS SCREW CSK SLOTTED SELF DRILLING FT 6 X 19 MM | 2858 | Material | 7778_NOS | 7778_NOS | 1 | 0 | 15142_HARDWARE
2876 | MS SCREW CSK SLOTTED SELF DRILLING FT 6 X 25 MM | 2858 | Material | 7778_NOS | 7778_NOS | 1 | 0 | 15142_HARDWARE
2877 | MS SCREW CSK SLOTTED SELF DRILLING FT 6 X 32 MM | 2858 | Material | 7778_NOS | 7778_NOS | 1 | 0 | 15142_HARDWARE
2878 | MS SCREW CSK SLOTTED SELF DRILLING FT 6 X 38 MM | 2858 | Material | 7778_NOS | 7778_NOS | 1 | 0 | 15142_HARDWARE
2879 | MS SCREW CSK SLOTTED SELF DRILLING FT 6 X 50 MM | 2858 | Material | 7778_NOS | 7778_NOS | 1 | 0 | 15142_HARDWARE
2880 | MS SCREW CSK SLOTTED SELF DRILLING FT 6 X 60 MM | 2858 | Material | 7778_NOS | 7778_NOS | 1 | 0 | 15142_HARDWARE
2881 | MS SCREW CSK SLOTTED SELF DRILLING FT 6 X 75 MM | 2858 | Material | 7778_NOS | 7778_NOS | 1 | 0 | 15142_HARDWARE
2882 | MS SCREW CSK SLOTTED SELF DRILLING FT 8 X 16 MM | 2858 | Material | 7778_NOS | 7778_NOS | 1 | 0 | 15142_HARDWARE
2883 | MS SCREW CSK SLOTTED SELF DRILLING FT 8 X 19 MM | 2858 | Material | 7778_NOS | 7778_NOS | 1 | 0 | 15142_HARDWARE
2884 | MS SCREW CSK SLOTTED SELF DRILLING FT 8 X 25 MM | 2858 | Material | 7778_NOS | 7778_NOS | 1 | 0 | 15142_HARDWARE
2885 | MS SCREW CSK SLOTTED SELF DRILLING FT 8 X 32 MM | 2858 | Material | 7778_NOS | 7778_NOS | 1 | 0 | 15142_HARDWARE
2886 | MS SCREW CSK SLOTTED SELF DRILLING FT 8 X 35 MM | 2858 | Material | 7778_NOS | 7778_NOS | 1 | 0 | 15142_HARDWARE
2887 | MS SCREW CSK SLOTTED SELF DRILLING FT 8 X 38 MM | 2858 | Material | 7778_NOS | 7778_NOS | 1 | 0 | 15142_HARDWARE
2888 | MS SCREW CSK SLOTTED SELF DRILLING FT 8 X 45 MM | 2858 | Material | 7778_NOS | 7778_NOS | 1 | 0 | 15142_HARDWARE
2889 | MS SCREW CSK SLOTTED SELF DRILLING FT 8 X 50 MM | 2858 | Material | 7778_NOS | 7778_NOS | 1 | 0 | 15142_HARDWARE
2890 | MS SCREW CSK SLOTTED SELF DRILLING FT 8 X 60 MM | 2858 | Material | 7778_NOS | 7778_NOS | 1 | 0 | 15142_HARDWARE
2891 | MS SCREW CSK SLOTTED SELF DRILLING FT 8 X 75 MM | 2858 | Material | 7778_NOS | 7778_NOS | 1 | 0 | 15142_HARDWARE
2892 | MS SCREW CSK SLOTTED SELF DRILLING FT 8 X 100 MM | 2858 | Material | 7778_NOS | 7778_NOS | 1 | 0 | 15142_HARDWARE
2893 | MS SCREW CSK SLOTTED SELF DRILLING FT 10 X 19 MM | 2858 | Material | 7778_NOS | 7778_NOS | 1 | 0 | 15142_HARDWARE
2894 | MS SCREW CSK SLOTTED SELF DRILLING FT 10 X 25 MM | 2858 | Material | 7778_NOS | 7778_NOS | 1 | 0 | 15142_HARDWARE
2895 | MS SCREW CSK SLOTTED SELF DRILLING FT 10 X 32 MM | 2858 | Material | 7778_NOS | 7778_NOS | 1 | 0 | 15142_HARDWARE
2896 | MS SCREW CSK SLOTTED SELF DRILLING FT 10 X 35 MM | 2858 | Material | 7778_NOS | 7778_NOS | 1 | 0 | 15142_HARDWARE
2897 | MS SCREW CSK SLOTTED SELF DRILLING FT 10 X 38 MM | 2858 | Material | 7778_NOS | 7778_NOS | 1 | 0 | 15142_HARDWARE
2898 | MS SCREW CSK SLOTTED SELF DRILLING FT 10 X 45 MM | 2858 | Material | 7778_NOS | 7778_NOS | 1 | 0 | 15142_HARDWARE
2899 | MS SCREW CSK SLOTTED SELF DRILLING FT 10 X 50 MM | 2858 | Material | 7778_NOS | 7778_NOS | 1 | 0 | 15142_HARDWARE
2900 | MS SCREW CSK SLOTTED SELF DRILLING FT 10 X 60 MM | 2858 | Material | 7778_NOS | 7778_NOS | 1 | 0 | 15142_HARDWARE
2901 | MS SCREW CSK SLOTTED SELF DRILLING FT 10 X 75 MM | 2858 | Material | 7778_NOS | 7778_NOS | 1 | 0 | 15142_HARDWARE
2902 | MS SCREW CSK SLOTTED SELF DRILLING FT 10×100 MM | 2858 | Material | 7778_NOS | 7778_NOS | 1 | 0 | 15142_HARDWARE
2903 | MS SCREW CSK SLOTTED SELF DRILLING FT 12 X 19 MM | 2858 | Material | 7778_NOS | 7778_NOS | 1 | 0 | 15142_HARDWARE
2904 | MS SCREW CSK SLOTTED SELF DRILLING FT 12 X 25 MM | 2858 | Material | 7778_NOS | 7778_NOS | 1 | 0 | 15142_HARDWARE
2905 | MS SCREW CSK SLOTTED SELF DRILLING FT 12 X 32 MM | 2858 | Material | 7778_NOS | 7778_NOS | 1 | 0 | 15142_HARDWARE
2906 | MS SCREW CSK SLOTTED SELF DRILLING FT 12 X 38 MM | 2858 | Material | 7778_NOS | 7778_NOS | 1 | 0 | 15142_HARDWARE
2907 | MS SCREW CSK SLOTTED SELF DRILLING FT 12 X 50 MM | 2858 | Material | 7778_NOS | 7778_NOS | 1 | 0 | 15142_HARDWARE
2908 | MS SCREW CSK SLOTTED SELF DRILLING FT 12 X 60 MM | 2858 | Material | 7778_NOS | 7778_NOS | 1 | 0 | 15142_HARDWARE
2909 | MS SCREW CSK SLOTTED SELF DRILLING FT 12 X 75 MM | 2858 | Material | 7778_NOS | 7778_NOS | 1 | 0 | 15142_HARDWARE
2910 | MS SCREW CSK SLOTTED SELF DRILLING FT 12 X 100 MM | 2858 | Material | 7778_NOS | 7778_NOS | 1 | 0 | 15142_HARDWARE
2911 | MS SCREW CSK SLOTTED SELF DRILLING FT 12 X 125 MM | 2858 | Material | 7778_NOS | 7778_NOS | 1 | 0 | 15142_HARDWARE
2912 | MS SCREW CSK SLOTTED SELF DRILLING FT 12 X 150 MM | 2858 | Material | 7778_NOS | 7778_NOS | 1 | 0 | 15142_HARDWARE
2913 | MS SCREW CSK SLOTTED SELF DRILLING FT 14 X 100 MM | 2858 | Material | 7778_NOS | 7778_NOS | 1 | 0 | 15142_HARDWARE
2914 | MS SCREW CSK SLOTTED SELF DRILLING FT 14 X 125 MM | 2858 | Material | 7778_NOS | 7778_NOS | 1 | 0 | 15142_HARDWARE
2915 | MS SCREW CSK SLOTTED SELF DRILLING FT 14 X 150 MM | 2858 | Material | 7778_NOS | 7778_NOS | 1 | 0 | 15142_HARDWARE
2916 | MS SCREW CSK PHILLIPS SELF DRILLING FT 3 X 13 MM | 2858 | Material | 7778_NOS | 7778_NOS | 1 | 0 | 15142_HARDWARE
2917 | MS SCREW CSK PHILLIPS SELF DRILLING FT 3 X 16 MM | 2858 | Material | 7778_NOS | 7778_NOS | 1 | 0 | 15142_HARDWARE
2918 | MS SCREW CSK PHILLIPS SELF DRILLING FT 3 X 19 MM | 2858 | Material | 7778_NOS | 7778_NOS | 1 | 0 | 15142_HARDWARE
2919 | MS SCREW CSK PHILLIPS SELF DRILLING FT 3 X 25 MM | 2858 | Material | 7778_NOS | 7778_NOS | 1 | 0 | 15142_HARDWARE
2920 | MS SCREW CSK PHILLIPS SELF DRILLING FT 4 X 13 MM | 2858 | Material | 7778_NOS | 7778_NOS | 1 | 0 | 15142_HARDWARE
2921 | MS SCREW CSK PHILLIPS SELF DRILLING FT 4 X 16 MM | 2858 | Material | 7778_NOS | 7778_NOS | 1 | 0 | 15142_HARDWARE
2922 | MS SCREW CSK PHILLIPS SELF DRILLING FT 4 X 19 MM | 2858 | Material | 7778_NOS | 7778_NOS | 1 | 0 | 15142_HARDWARE
2923 | MS SCREW CSK PHILLIPS SELF DRILLING FT 4 X 25 MM | 2858 | Material | 7778_NOS | 7778_NOS | 1 | 0 | 15142_HARDWARE
2924 | MS SCREW CSK PHILLIPS SELF DRILLING FT 4 X 32 MM | 2858 | Material | 7778_NOS | 7778_NOS | 1 | 0 | 15142_HARDWARE
2925 | MS SCREW CSK PHILLIPS SELF DRILLING FT 4 X 38 MM | 2858 | Material | 7778_NOS | 7778_NOS | 1 | 0 | 15142_HARDWARE
2926 | MS SCREW CSK PHILLIPS SELF DRILLING FT 5 X 13 MM | 2858 | Material | 7778_NOS | 7778_NOS | 1 | 0 | 15142_HARDWARE
2927 | MS SCREW CSK PHILLIPS SELF DRILLING FT 5 X 16 MM | 2858 | Material | 7778_NOS | 7778_NOS | 1 | 0 | 15142_HARDWARE
2928 | MS SCREW CSK PHILLIPS SELF DRILLING FT 5 X 19 MM | 2858 | Material | 7778_NOS | 7778_NOS | 1 | 0 | 15142_HARDWARE
2929 | MS SCREW CSK PHILLIPS SELF DRILLING FT 5 X 25 MM | 2858 | Material | 7778_NOS | 7778_NOS | 1 | 0 | 15142_HARDWARE
2930 | MS SCREW CSK PHILLIPS SELF DRILLING FT 6 X 13 MM | 2858 | Material | 7778_NOS | 7778_NOS | 1 | 0 | 15142_HARDWARE
2931 | MS SCREW CSK PHILLIPS SELF DRILLING FT 6 X 16 MM | 2858 | Material | 7778_NOS | 7778_NOS | 1 | 0 | 15142_HARDWARE
2932 | MS SCREW CSK PHILLIPS SELF DRILLING FT 6 X 19 MM | 2858 | Material | 7778_NOS | 7778_NOS | 1 | 0 | 15142_HARDWARE
2933 | MS SCREW CSK PHILLIPS SELF DRILLING FT 6 X 25 MM | 2858 | Material | 7778_NOS | 7778_NOS | 1 | 0 | 15142_HARDWARE
2934 | MS SCREW CSK PHILLIPS SELF DRILLING FT 6 X 32 MM | 2858 | Material | 7778_NOS | 7778_NOS | 1 | 0 | 15142_HARDWARE
2935 | MS SCREW CSK PHILLIPS SELF DRILLING FT 6 X 38 MM | 2858 | Material | 7778_NOS | 7778_NOS | 1 | 0 | 15142_HARDWARE
2936 | MS SCREW CSK PHILLIPS SELF DRILLING FT 6 X 50 MM | 2858 | Material | 7778_NOS | 7778_NOS | 1 | 0 | 15142_HARDWARE
2937 | MS SCREW CSK PHILLIPS SELF DRILLING FT 6 X 60 MM | 2858 | Material | 7778_NOS | 7778_NOS | 1 | 0 | 15142_HARDWARE
2938 | MS SCREW CSK PHILLIPS SELF DRILLING FT 6 X 75 MM | 2858 | Material | 7778_NOS | 7778_NOS | 1 | 0 | 15142_HARDWARE
2939 | MS SCREW CSK PHILLIPS SELF DRILLING FT 8 X 16 MM | 2858 | Material | 7778_NOS | 7778_NOS | 1 | 0 | 15142_HARDWARE
2940 | MS SCREW CSK PHILLIPS SELF DRILLING FT 8 X 19 MM | 2858 | Material | 7778_NOS | 7778_NOS | 1 | 0 | 15142_HARDWARE
2941 | MS SCREW CSK PHILLIPS SELF DRILLING FT 8 X 25 MM | 2858 | Material | 7778_NOS | 7778_NOS | 1 | 0 | 15142_HARDWARE
2942 | MS SCREW CSK PHILLIPS SELF DRILLING FT 8 X 32 MM | 2858 | Material | 7778_NOS | 7778_NOS | 1 | 0 | 15142_HARDWARE
2943 | MS SCREW CSK PHILLIPS SELF DRILLING FT 8 X 35 MM | 2858 | Material | 7778_NOS | 7778_NOS | 1 | 0 | 15142_HARDWARE
2944 | MS SCREW CSK PHILLIPS SELF DRILLING FT 8 X 38 MM | 2858 | Material | 7778_NOS | 7778_NOS | 1 | 0 | 15142_HARDWARE
2945 | MS SCREW CSK PHILLIPS SELF DRILLING FT 8 X 45 MM | 2858 | Material | 7778_NOS | 7778_NOS | 1 | 0 | 15142_HARDWARE
2946 | MS SCREW CSK PHILLIPS SELF DRILLING FT 8 X 50 MM | 2858 | Material | 7778_NOS | 7778_NOS | 1 | 0 | 15142_HARDWARE
2947 | MS SCREW CSK PHILLIPS SELF DRILLING FT 8 X 60 MM | 2858 | Material | 7778_NOS | 7778_NOS | 1 | 0 | 15142_HARDWARE
2948 | MS SCREW CSK PHILLIPS SELF DRILLING FT 8 X 75 MM | 2858 | Material | 7778_NOS | 7778_NOS | 1 | 0 | 15142_HARDWARE
2949 | MS SCREW CSK PHILLIPS SELF DRILLING FT 8 X 100 MM | 2858 | Material | 7778_NOS | 7778_NOS | 1 | 0 | 15142_HARDWARE
2950 | MS SCREW CSK PHILLIPS SELF DRILLING FT 10 X 19 MM | 2858 | Material | 7778_NOS | 7778_NOS | 1 | 0 | 15142_HARDWARE
2951 | MS SCREW CSK PHILLIPS SELF DRILLING FT 10 X 25 MM | 2858 | Material | 7778_NOS | 7778_NOS | 1 | 0 | 15142_HARDWARE
2952 | MS SCREW CSK PHILLIPS SELF DRILLING FT 10 X 32 MM | 2858 | Material | 7778_NOS | 7778_NOS | 1 | 0 | 15142_HARDWARE
2953 | MS SCREW CSK PHILLIPS SELF DRILLING FT 10 X 35 MM | 2858 | Material | 7778_NOS | 7778_NOS | 1 | 0 | 15142_HARDWARE
2954 | MS SCREW CSK PHILLIPS SELF DRILLING FT 10 X 38 MM | 2858 | Material | 7778_NOS | 7778_NOS | 1 | 0 | 15142_HARDWARE
2955 | MS SCREW CSK PHILLIPS SELF DRILLING FT 10 X 45 MM | 2858 | Material | 7778_NOS | 7778_NOS | 1 | 0 | 15142_HARDWARE
2956 | MS SCREW CSK PHILLIPS SELF DRILLING FT 10 X 50 MM | 2858 | Material | 7778_NOS | 7778_NOS | 1 | 0 | 15142_HARDWARE
2957 | MS SCREW CSK PHILLIPS SELF DRILLING FT 10 X 60 MM | 2858 | Material | 7778_NOS | 7778_NOS | 1 | 0 | 15142_HARDWARE
2958 | MS SCREW CSK PHILLIPS SELF DRILLING FT 10 X 75 MM | 2858 | Material | 7778_NOS | 7778_NOS | 1 | 0 | 15142_HARDWARE
2959 | MS SCREW CSK PHILLIPS SELF DRILLING FT 10×100 MM | 2858 | Material | 7778_NOS | 7778_NOS | 1 | 0 | 15142_HARDWARE
2960 | MS SCREW CSK PHILLIPS SELF DRILLING FT 12 X 19 MM | 2858 | Material | 7778_NOS | 7778_NOS | 1 | 0 | 15142_HARDWARE
2961 | MS SCREW CSK PHILLIPS SELF DRILLING FT 12 X 25 MM | 2858 | Material | 7778_NOS | 7778_NOS | 1 | 0 | 15142_HARDWARE
2962 | MS SCREW CSK PHILLIPS SELF DRILLING FT 12 X 32 MM | 2858 | Material | 7778_NOS | 7778_NOS | 1 | 0 | 15142_HARDWARE
2963 | MS SCREW CSK PHILLIPS SELF DRILLING FT 12 X 38 MM | 2858 | Material | 7778_NOS | 7778_NOS | 1 | 0 | 15142_HARDWARE
2964 | MS SCREW CSK PHILLIPS SELF DRILLING FT 12 X 50 MM | 2858 | Material | 7778_NOS | 7778_NOS | 1 | 0 | 15142_HARDWARE
2965 | MS SCREW CSK PHILLIPS SELF DRILLING FT 12 X 60 MM | 2858 | Material | 7778_NOS | 7778_NOS | 1 | 0 | 15142_HARDWARE
2966 | MS SCREW CSK PHILLIPS SELF DRILLING FT 12 X 75 MM | 2858 | Material | 7778_NOS | 7778_NOS | 1 | 0 | 15142_HARDWARE
2967 | MS SCREW CSK PHILLIPS SELF DRILLING FT 12 X 100 MM | 2858 | Material | 7778_NOS | 7778_NOS | 1 | 0 | 15142_HARDWARE
2968 | MS SCREW CSK PHILLIPS SELF DRILLING FT 12 X 125 MM | 2858 | Material | 7778_NOS | 7778_NOS | 1 | 0 | 15142_HARDWARE
2969 | MS SCREW CSK PHILLIPS SELF DRILLING FT 12 X 150 MM | 2858 | Material | 7778_NOS | 7778_NOS | 1 | 0 | 15142_HARDWARE
2970 | MS SCREW CSK PHILLIPS SELF DRILLING FT 14 X 100 MM | 2858 | Material | 7778_NOS | 7778_NOS | 1 | 0 | 15142_HARDWARE
2971 | MS SCREW CSK PHILLIPS SELF DRILLING FT 14 X 125 MM | 2858 | Material | 7778_NOS | 7778_NOS | 1 | 0 | 15142_HARDWARE
2972 | MS SCREW CSK PHILLIPS SELF DRILLING FT 14 X 150 MM | 2858 | Material | 7778_NOS | 7778_NOS | 1 | 0 | 15142_HARDWARE
2973 | MS SCREW CSK SLOTTED SELF DRILLING HT 4 X 12 MM | 2858 | Material | 7778_NOS | 7778_NOS | 1 | 0 | 15142_HARDWARE
2974 | MS SCREW CSK SLOTTED SELF DRILLING HT 4 X 15 MM | 2858 | Material | 7778_NOS | 7778_NOS | 1 | 0 | 15142_HARDWARE
2975 | MS SCREW CSK SLOTTED SELF DRILLING HT 4 X 20 MM | 2858 | Material | 7778_NOS | 7778_NOS | 1 | 0 | 15142_HARDWARE
2976 | MS SCREW CSK SLOTTED SELF DRILLING HT 4 X 25 MM | 2858 | Material | 7778_NOS | 7778_NOS | 1 | 0 | 15142_HARDWARE
2977 | MS SCREW CSK SLOTTED SELF DRILLING HT 5 X 12 MM | 2858 | Material | 7778_NOS | 7778_NOS | 1 | 0 | 15142_HARDWARE
2978 | MS SCREW CSK SLOTTED SELF DRILLING HT 5 X 15 MM | 2858 | Material | 7778_NOS | 7778_NOS | 1 | 0 | 15142_HARDWARE
2979 | MS SCREW CSK SLOTTED SELF DRILLING HT 6 X 15 MM | 2858 | Material | 7778_NOS | 7778_NOS | 1 | 0 | 15142_HARDWARE
2980 | MS SCREW CSK SLOTTED SELF DRILLING HT 5 X 20 MM | 2858 | Material | 7778_NOS | 7778_NOS | 1 | 0 | 15142_HARDWARE
2981 | MS SCREW CSK SLOTTED SELF DRILLING HT 5 X 25 MM | 2858 | Material | 7778_NOS | 7778_NOS | 1 | 0 | 15142_HARDWARE
2982 | MS SCREW CSK SLOTTED SELF DRILLING HT 6 X 20 MM | 2858 | Material | 7778_NOS | 7778_NOS | 1 | 0 | 15142_HARDWARE
2983 | MS SCREW CSK SLOTTED SELF DRILLING HT 6 X 25 MM | 2858 | Material | 7778_NOS | 7778_NOS | 1 | 0 | 15142_HARDWARE
2984 | MS SCREW CSK SLOTTED SELF DRILLING HT 6 X 30 MM | 2858 | Material | 7778_NOS | 7778_NOS | 1 | 0 | 15142_HARDWARE
2985 | MS SCREW CSK SLOTTED SELF DRILLING HT 8 X 20 MM | 2858 | Material | 7778_NOS | 7778_NOS | 1 | 0 | 15142_HARDWARE
2986 | MS SCREW CSK SLOTTED SELF DRILLING HT 8 X 25 MM | 2858 | Material | 7778_NOS | 7778_NOS | 1 | 0 | 15142_HARDWARE
2987 | MS SCREW CSK SLOTTED SELF DRILLING HT 8 X 30 MM | 2858 | Material | 7778_NOS | 7778_NOS | 1 | 0 | 15142_HARDWARE
2988 | MS SCREW CSK SLOTTED SELF DRILLING HT 8 X 35 MM | 2858 | Material | 7778_NOS | 7778_NOS | 1 | 0 | 15142_HARDWARE
2989 | MS SCREW CSK SLOTTED SELF DRILLING HT 8 X 40 MM | 2858 | Material | 7778_NOS | 7778_NOS | 1 | 0 | 15142_HARDWARE
2990 | MS SCREW CSK SLOTTED SELF DRILLING HT 8 X 45 MM | 2858 | Material | 7778_NOS | 7778_NOS | 1 | 0 | 15142_HARDWARE
2991 | MS SCREW CSK SLOTTED SELF DRILLING HT 8 X 50 MM | 2858 | Material | 7778_NOS | 7778_NOS | 1 | 0 | 15142_HARDWARE
2992 | MS SCREW CSK SLOTTED SELF DRILLING HT 8 X 60 MM | 2858 | Material | 7778_NOS | 7778_NOS | 1 | 0 | 15142_HARDWARE
2993 | MS SCREW CSK SLOTTED SELF DRILLING HT 8 X 75 MM | 2858 | Material | 7778_NOS | 7778_NOS | 1 | 0 | 15142_HARDWARE
2994 | MS SCREW CSK SLOTTED SELF DRILLING HT 10 X 25 MM | 2858 | Material | 7778_NOS | 7778_NOS | 1 | 0 | 15142_HARDWARE
2995 | MS SCREW CSK SLOTTED SELF DRILLING HT 10 X 30 MM | 2858 | Material | 7778_NOS | 7778_NOS | 1 | 0 | 15142_HARDWARE
2996 | MS SCREW CSK SLOTTED SELF DRILLING HT 10 X 35 MM | 2858 | Material | 7778_NOS | 7778_NOS | 1 | 0 | 15142_HARDWARE
2997 | MS SCREW CSK SLOTTED SELF DRILLING HT 10 X 45 MM | 2858 | Material | 7778_NOS | 7778_NOS | 1 | 0 | 15142_HARDWARE
2998 | MS SCREW CSK SLOTTED SELF DRILLING HT 10 X 50 MM | 2858 | Material | 7778_NOS | 7778_NOS | 1 | 0 | 15142_HARDWARE
2999 | MS SCREW CSK SLOTTED SELF DRILLING HT 10 X 60 MM | 2858 | Material | 7778_NOS | 7778_NOS | 1 | 0 | 15142_HARDWARE
3000 | MS SCREW CSK SLOTTED SELF DRILLING HT 10 X 75 MM | 2858 | Material | 7778_NOS | 7778_NOS | 1 | 0 | 15142_HARDWARE
3001 | MS SCREW CSK SLOTTED SELF DRILLING HT 10 X 100 MM | 2858 | Material | 7778_NOS | 7778_NOS | 1 | 0 | 15142_HARDWARE
3002 | MS SCREW CSK SLOTTED SELF DRILLING HT 12 X 25 MM | 2858 | Material | 7778_NOS | 7778_NOS | 1 | 0 | 15142_HARDWARE
3003 | MS SCREW CSK SLOTTED SELF DRILLING HT 12 X 30 MM | 2858 | Material | 7778_NOS | 7778_NOS | 1 | 0 | 15142_HARDWARE
3004 | MS SCREW CSK SLOTTED SELF DRILLING HT 12 X 35 MM | 2858 | Material | 7778_NOS | 7778_NOS | 1 | 0 | 15142_HARDWARE
3005 | MS SCREW CSK SLOTTED SELF DRILLING HT 12 X 50 MM | 2858 | Material | 7778_NOS | 7778_NOS | 1 | 0 | 15142_HARDWARE
3006 | MS SCREW CSK SLOTTED SELF DRILLING HT 12 X 60 MM | 2858 | Material | 7778_NOS | 7778_NOS | 1 | 0 | 15142_HARDWARE
3007 | MS SCREW CSK SLOTTED SELF DRILLING HT 12 X 75 MM | 2858 | Material | 7778_NOS | 7778_NOS | 1 | 0 | 15142_HARDWARE
3008 | MS SCREW CSK SLOTTED SELF DRILLING HT 12 X 100 MM | 2858 | Material | 7778_NOS | 7778_NOS | 1 | 0 | 15142_HARDWARE
3009 | MS SCREW CSK SLOTTED SELF DRILLING HT 12 X 125 MM | 2858 | Material | 7778_NOS | 7778_NOS | 1 | 0 | 15142_HARDWARE
3010 | MS SCREW CSK SLOTTED SELF DRILLING HT 12 X 150 MM | 2858 | Material | 7778_NOS | 7778_NOS | 1 | 0 | 15142_HARDWARE
3011 | MS SCREW CSK SLOTTED SELF DRILLING HT 14 X 100 MM | 2858 | Material | 7778_NOS | 7778_NOS | 1 | 0 | 15142_HARDWARE
3012 | MS SCREW CSK SLOTTED SELF DRILLING HT 14 X 125 MM | 2858 | Material | 7778_NOS | 7778_NOS | 1 | 0 | 15142_HARDWARE
3013 | MS SCREW CSK SLOTTED SELF DRILLING HT 14 X 150 MM | 2858 | Material | 7778_NOS | 7778_NOS | 1 | 0 | 15142_HARDWARE
3014 | MS SCREW CSK PHILLIPS SELF DRILLING HT 4 X 12 MM | 2858 | Material | 7778_NOS | 7778_NOS | 1 | 0 | 15142_HARDWARE
3015 | MS SCREW CSK PHILLIPS SELF DRILLING HT 4 X 15 MM | 2858 | Material | 7778_NOS | 7778_NOS | 1 | 0 | 15142_HARDWARE
3016 | MS SCREW CSK PHILLIPS SELF DRILLING HT 4 X 20 MM | 2858 | Material | 7778_NOS | 7778_NOS | 1 | 0 | 15142_HARDWARE
3017 | MS SCREW CSK PHILLIPS SELF DRILLING HT 4 X 25 MM | 2858 | Material | 7778_NOS | 7778_NOS | 1 | 0 | 15142_HARDWARE
3018 | MS SCREW CSK PHILLIPS SELF DRILLING HT 5 X 15 MM | 2858 | Material | 7778_NOS | 7778_NOS | 1 | 0 | 15142_HARDWARE
3019 | MS SCREW CSK PHILLIPS SELF DRILLING HT 5 X 20 MM | 2858 | Material | 7778_NOS | 7778_NOS | 1 | 0 | 15142_HARDWARE
3020 | MS SCREW CSK PHILLIPS SELF DRILLING HT 5 X 25 MM | 2858 | Material | 7778_NOS | 7778_NOS | 1 | 0 | 15142_HARDWARE
3021 | MS SCREW CSK PHILLIPS SELF DRILLING HT 6 X 20 MM | 2858 | Material | 7778_NOS | 7778_NOS | 1 | 0 | 15142_HARDWARE
3022 | MS SCREW CSK PHILLIPS SELF DRILLING HT 6 X 25 MM | 2858 | Material | 7778_NOS | 7778_NOS | 1 | 0 | 15142_HARDWARE
3023 | MS SCREW CSK PHILLIPS SELF DRILLING HT 8 X 20 MM | 2858 | Material | 7778_NOS | 7778_NOS | 1 | 0 | 15142_HARDWARE
3024 | MS SCREW CSK PHILLIPS SELF DRILLING HT 8 X 25 MM | 2858 | Material | 7778_NOS | 7778_NOS | 1 | 0 | 15142_HARDWARE
3025 | MS SCREW CSK PHILLIPS SELF DRILLING HT 8 X 30 MM | 2858 | Material | 7778_NOS | 7778_NOS | 1 | 0 | 15142_HARDWARE
3026 | MS SCREW CSK PHILLIPS SELF DRILLING HT 8 X 35 MM | 2858 | Material | 7778_NOS | 7778_NOS | 1 | 0 | 15142_HARDWARE
3027 | MS SCREW CSK PHILLIPS SELF DRILLING HT 8 X 40 MM | 2858 | Material | 7778_NOS | 7778_NOS | 1 | 0 | 15142_HARDWARE
3028 | MS SCREW CSK PHILLIPS SELF DRILLING HT 8 X 45 MM | 2858 | Material | 7778_NOS | 7778_NOS | 1 | 0 | 15142_HARDWARE
3029 | MS SCREW CSK PHILLIPS SELF DRILLING HT 8 X 50 MM | 2858 | Material | 7778_NOS | 7778_NOS | 1 | 0 | 15142_HARDWARE
3030 | MS SCREW CSK PHILLIPS SELF DRILLING HT 8 X 60 MM | 2858 | Material | 7778_NOS | 7778_NOS | 1 | 0 | 15142_HARDWARE
3031 | MS SCREW CSK PHILLIPS SELF DRILLING HT 8 X 75 MM | 2858 | Material | 7778_NOS | 7778_NOS | 1 | 0 | 15142_HARDWARE
3032 | MS SCREW CSK PHILLIPS SELF DRILLING HT 10 X 25 MM | 2858 | Material | 7778_NOS | 7778_NOS | 1 | 0 | 15142_HARDWARE
3033 | MS SCREW CSK PHILLIPS SELF DRILLING HT 10 X 30 MM | 2858 | Material | 7778_NOS | 7778_NOS | 1 | 0 | 15142_HARDWARE
3034 | MS SCREW CSK PHILLIPS SELF DRILLING HT 10 X 35 MM | 2858 | Material | 7778_NOS | 7778_NOS | 1 | 0 | 15142_HARDWARE
3035 | MS SCREW CSK PHILLIPS SELF DRILLING HT 10 X 45 MM | 2858 | Material | 7778_NOS | 7778_NOS | 1 | 0 | 15142_HARDWARE
3036 | MS SCREW CSK PHILLIPS SELF DRILLING HT 10 X 50 MM | 2858 | Material | 7778_NOS | 7778_NOS | 1 | 0 | 15142_HARDWARE
3037 | MS SCREW CSK PHILLIPS SELF DRILLING HT 10 X 60 MM | 2858 | Material | 7778_NOS | 7778_NOS | 1 | 0 | 15142_HARDWARE
3038 | MS SCREW CSK PHILLIPS SELF DRILLING HT 10 X 75 MM | 2858 | Material | 7778_NOS | 7778_NOS | 1 | 0 | 15142_HARDWARE
3039 | MS SCREW CSK PHILLIPS SELF DRILLING HT 10 X 100 MM | 2858 | Material | 7778_NOS | 7778_NOS | 1 | 0 | 15142_HARDWARE
3040 | MS SCREW CSK PHILLIPS SELF DRILLING HT 12 X 25 MM | 2858 | Material | 7778_NOS | 7778_NOS | 1 | 0 | 15142_HARDWARE
3041 | MS SCREW CSK PHILLIPS SELF DRILLING HT 12 X 30 MM | 2858 | Material | 7778_NOS | 7778_NOS | 1 | 0 | 15142_HARDWARE
3042 | MS SCREW CSK PHILLIPS SELF DRILLING HT 12 X 35 MM | 2858 | Material | 7778_NOS | 7778_NOS | 1 | 0 | 15142_HARDWARE
3043 | MS SCREW CSK PHILLIPS SELF DRILLING HT 12 X 50 MM | 2858 | Material | 7778_NOS | 7778_NOS | 1 | 0 | 15142_HARDWARE
3044 | MS SCREW CSK PHILLIPS SELF DRILLING HT 12 X 60 MM | 2858 | Material | 7778_NOS | 7778_NOS | 1 | 0 | 15142_HARDWARE
3045 | MS SCREW CSK PHILLIPS SELF DRILLING HT 12 X 75 MM | 2858 | Material | 7778_NOS | 7778_NOS | 1 | 0 | 15142_HARDWARE
3046 | MS SCREW CSK PHILLIPS SELF DRILLING HT 12 X 100 MM | 2858 | Material | 7778_NOS | 7778_NOS | 1 | 0 | 15142_HARDWARE
3047 | MS SCREW CSK PHILLIPS SELF DRILLING HT 12 X 125 MM | 2858 | Material | 7778_NOS | 7778_NOS | 1 | 0 | 15142_HARDWARE
3048 | MS SCREW CSK PHILLIPS SELF DRILLING HT 12 X 150 MM | 2858 | Material | 7778_NOS | 7778_NOS | 1 | 0 | 15142_HARDWARE
3049 | MS SCREW CSK PHILLIPS SELF DRILLING HT 14 X 100 MM | 2858 | Material | 7778_NOS | 7778_NOS | 1 | 0 | 15142_HARDWARE
3050 | MS SCREW CSK PHILLIPS SELF DRILLING HT 14 X 125 MM | 2858 | Material | 7778_NOS | 7778_NOS | 1 | 0 | 15142_HARDWARE
3051 | MS SCREW CSK PHILLIPS SELF DRILLING HT 14 X 150 MM | 2858 | Material | 7778_NOS | 7778_NOS | 1 | 0 | 15142_HARDWARE
3052 | SCREW DRYWALL SELF DRILLING BLACK 6 X 13 MM | 2858 | Material | 7778_NOS | 7778_NOS | 1 | 0 | 15142_HARDWARE
3053 | SCREW DRYWALL SELF DRILLING BLACK 6 X 19 MM | 2858 | Material | 7778_NOS | 7778_NOS | 1 | 0 | 15142_HARDWARE
3054 | SCREW DRYWALL SELF DRILLING BLACK 6 X 25 MM | 2858 | Material | 7778_NOS | 7778_NOS | 1 | 0 | 15142_HARDWARE
3055 | SCREW DRYWALL SELF DRILLING BLACK 6 X 32 MM | 2858 | Material | 7778_NOS | 7778_NOS | 1 | 0 | 15142_HARDWARE
3056 | SCREW DRYWALL SELF DRILLING BLACK 6 X 35 MM | 2858 | Material | 7778_NOS | 7778_NOS | 1 | 0 | 15142_HARDWARE
3057 | SCREW DRYWALL SELF DRILLING BLACK 6 X 38 MM | 2858 | Material | 7778_NOS | 7778_NOS | 1 | 0 | 15142_HARDWARE
3058 | SCREW DRYWALL SELF DRILLING BLACK 6 X 50 MM | 2858 | Material | 7778_NOS | 7778_NOS | 1 | 0 | 15142_HARDWARE
3059 | SCREW DRYWALL SELF DRILLING BLACK 6 X 65 MM | 2858 | Material | 7778_NOS | 7778_NOS | 1 | 0 | 15142_HARDWARE
3060 | SCREW DRYWALL SELF DRILLING BLACK 6 X 75 MM | 2858 | Material | 7778_NOS | 7778_NOS | 1 | 0 | 15142_HARDWARE
3061 | SCREW HEX HEAD SELF DRILLING 4.8 MM X 16 MM | 2858 | Material | 7778_NOS | 7778_NOS | 1 | 0 | 15142_HARDWARE
3062 | SCREW HEX HEAD SELF DRILLING 4.8 MM X 19 MM | 2858 | Material | 7778_NOS | 7778_NOS | 1 | 0 | 15142_HARDWARE
3063 | SCREW HEX HEAD SELF DRILLING 4.8 MM X 25 MM | 2858 | Material | 7778_NOS | 7778_NOS | 1 | 0 | 15142_HARDWARE
3064 | SCREW HEX HEAD SELF DRILLING 5.5 MM X 100 MM | 2858 | Material | 7778_NOS | 7778_NOS | 1 | 0 | 15142_HARDWARE
3065 | SCREW HEX HEAD SELF DRILLING 5.5 MM X 110 MM | 2858 | Material | 7778_NOS | 7778_NOS | 1 | 0 | 15142_HARDWARE
3066 | SCREW HEX HEAD SELF DRILLING 5.5 MM X 125 MM | 2858 | Material | 7778_NOS | 7778_NOS | 1 | 0 | 15142_HARDWARE
3067 | SCREW HEX HEAD SELF DRILLING 5.5 MM X 150 MM | 2858 | Material | 7778_NOS | 7778_NOS | 1 | 0 | 15142_HARDWARE
3068 | SCREW HEX HEAD SELF DRILLING 5.5 MM X 200 MM | 2858 | Material | 7778_NOS | 7778_NOS | 1 | 0 | 15142_HARDWARE
3069 | SCREW HEX HEAD SELF DRILLING 5.5 MM X 25 MM | 2858 | Material | 7778_NOS | 7778_NOS | 1 | 0 | 15142_HARDWARE
3070 | SCREW HEX HEAD SELF DRILLING 5.5 MM X 35 MM | 2858 | Material | 7778_NOS | 7778_NOS | 1 | 0 | 15142_HARDWARE
3071 | SCREW HEX HEAD SELF DRILLING 5.5 MM X 45 MM | 2858 | Material | 7778_NOS | 7778_NOS | 1 | 0 | 15142_HARDWARE
3072 | SCREW HEX HEAD SELF DRILLING 5.5 MM X 55 MM | 2858 | Material | 7778_NOS | 7778_NOS | 1 | 0 | 15142_HARDWARE
3073 | SCREW HEX HEAD SELF DRILLING 5.5 MM X 68 MM | 2858 | Material | 7778_NOS | 7778_NOS | 1 | 0 | 15142_HARDWARE
3074 | SCREW HEX HEAD SELF DRILLING 5.5 MM X 75 MM | 2858 | Material | 7778_NOS | 7778_NOS | 1 | 0 | 15142_HARDWARE
3075 | MS SCREW MACHINE CSK SLOTTED FT 3 X 6 MM | 2858 | Material | 7778_NOS | 7778_NOS | 1 | 0 | 15142_HARDWARE
3076 | MS SCREW MACHINE CSK SLOTTED FT 3 X 10 MM | 2858 | Material | 7778_NOS | 7778_NOS | 1 | 0 | 15142_HARDWARE
3077 | MS SCREW MACHINE CSK SLOTTED FT 3 X 15 MM | 2858 | Material | 7778_NOS | 7778_NOS | 1 | 0 | 15142_HARDWARE
3078 | MS SCREW MACHINE CSK SLOTTED FT 3 X 20 MM | 2858 | Material | 7778_NOS | 7778_NOS | 1 | 0 | 15142_HARDWARE
3079 | MS SCREW MACHINE CSK SLOTTED FT 3 X 25 MM | 2858 | Material | 7778_NOS | 7778_NOS | 1 | 0 | 15142_HARDWARE
3080 | MS SCREW MACHINE CSK SLOTTED FT 3 X 30 MM | 2858 | Material | 7778_NOS | 7778_NOS | 1 | 0 | 15142_HARDWARE
3081 | MS SCREW MACHINE CSK SLOTTED FT 3 X 35 MM | 2858 | Material | 7778_NOS | 7778_NOS | 1 | 0 | 15142_HARDWARE
3082 | MS SCREW MACHINE CSK SLOTTED FT 3 X 40 MM | 2858 | Material | 7778_NOS | 7778_NOS | 1 | 0 | 15142_HARDWARE
3083 | MS SCREW MACHINE CSK SLOTTED FT 3 X 50 MM | 2858 | Material | 7778_NOS | 7778_NOS | 1 | 0 | 15142_HARDWARE
3084 | MS SCREW MACHINE CSK SLOTTED FT 4 X 6 MM | 2858 | Material | 7778_NOS | 7778_NOS | 1 | 0 | 15142_HARDWARE
3085 | MS SCREW MACHINE CSK SLOTTED FT 4 X 10 MM | 2858 | Material | 7778_NOS | 7778_NOS | 1 | 0 | 15142_HARDWARE
3086 | MS SCREW MACHINE CSK SLOTTED FT 4 X 15 MM | 2858 | Material | 7778_NOS | 7778_NOS | 1 | 0 | 15142_HARDWARE
3087 | MS SCREW MACHINE CSK SLOTTED FT 4 X 20 MM | 2858 | Material | 7778_NOS | 7778_NOS | 1 | 0 | 15142_HARDWARE
3088 | MS SCREW MACHINE CSK SLOTTED FT 4 X 25 MM | 2858 | Material | 7778_NOS | 7778_NOS | 1 | 0 | 15142_HARDWARE
3089 | MS SCREW MACHINE CSK SLOTTED FT 4 X 30 MM | 2858 | Material | 7778_NOS | 7778_NOS | 1 | 0 | 15142_HARDWARE
3090 | MS SCREW MACHINE CSK SLOTTED FT 4 X 35 MM | 2858 | Material | 7778_NOS | 7778_NOS | 1 | 0 | 15142_HARDWARE
3091 | MS SCREW MACHINE CSK SLOTTED FT 4 X 40 MM | 2858 | Material | 7778_NOS | 7778_NOS | 1 | 0 | 15142_HARDWARE
3092 | MS SCREW MACHINE CSK SLOTTED FT 4 X 50 MM | 2858 | Material | 7778_NOS | 7778_NOS | 1 | 0 | 15142_HARDWARE
3093 | MS SCREW MACHINE CSK SLOTTED FT 4 X 60 MM | 2858 | Material | 7778_NOS | 7778_NOS | 1 | 0 | 15142_HARDWARE
3094 | MS SCREW MACHINE CSK SLOTTED FT 4 X 70 MM | 2858 | Material | 7778_NOS | 7778_NOS | 1 | 0 | 15142_HARDWARE
3095 | MS SCREW MACHINE CSK SLOTTED FT 5 X 6 MM | 2858 | Material | 7778_NOS | 7778_NOS | 1 | 0 | 15142_HARDWARE
3096 | MS SCREW MACHINE CSK SLOTTED FT 5 X 10 MM | 2858 | Material | 7778_NOS | 7778_NOS | 1 | 0 | 15142_HARDWARE
3097 | MS SCREW MACHINE CSK SLOTTED FT 5 X 15 MM | 2858 | Material | 7778_NOS | 7778_NOS | 1 | 0 | 15142_HARDWARE
3098 | MS SCREW MACHINE CSK SLOTTED FT 5 X 20 MM | 2858 | Material | 7778_NOS | 7778_NOS | 1 | 0 | 15142_HARDWARE
3099 | MS SCREW MACHINE CSK SLOTTED FT 5 X 25 MM | 2858 | Material | 7778_NOS | 7778_NOS | 1 | 0 | 15142_HARDWARE
3100 | MS SCREW MACHINE CSK SLOTTED FT 5 X 30 MM | 2858 | Material | 7778_NOS | 7778_NOS | 1 | 0 | 15142_HARDWARE
3101 | MS SCREW MACHINE CSK SLOTTED FT 5 X 35 MM | 2858 | Material | 7778_NOS | 7778_NOS | 1 | 0 | 15142_HARDWARE
3102 | MS SCREW MACHINE CSK SLOTTED FT 5 X 40 MM | 2858 | Material | 7778_NOS | 7778_NOS | 1 | 0 | 15142_HARDWARE
3103 | MS SCREW MACHINE CSK SLOTTED FT 5 X 50 MM | 2858 | Material | 7778_NOS | 7778_NOS | 1 | 0 | 15142_HARDWARE
3104 | MS SCREW MACHINE CSK SLOTTED FT 5 X 60 MM | 2858 | Material | 7778_NOS | 7778_NOS | 1 | 0 | 15142_HARDWARE
3105 | MS SCREW MACHINE CSK SLOTTED FT 5 X 70 MM | 2858 | Material | 7778_NOS | 7778_NOS | 1 | 0 | 15142_HARDWARE
3106 | MS SCREW MACHINE CSK SLOTTED FT 6 X 10 MM | 2858 | Material | 7778_NOS | 7778_NOS | 1 | 0 | 15142_HARDWARE
3107 | MS SCREW MACHINE CSK SLOTTED FT 6 X 15 MM | 2858 | Material | 7778_NOS | 7778_NOS | 1 | 0 | 15142_HARDWARE
3108 | MS SCREW MACHINE CSK SLOTTED FT 6 X 20 MM | 2858 | Material | 7778_NOS | 7778_NOS | 1 | 0 | 15142_HARDWARE
3109 | MS SCREW MACHINE CSK SLOTTED FT 6 X 25 MM | 2858 | Material | 7778_NOS | 7778_NOS | 1 | 0 | 15142_HARDWARE
3110 | MS SCREW MACHINE CSK SLOTTED FT 6 X 30 MM | 2858 | Material | 7778_NOS | 7778_NOS | 1 | 0 | 15142_HARDWARE
3111 | MS SCREW MACHINE CSK SLOTTED FT 6 X 35 MM | 2858 | Material | 7778_NOS | 7778_NOS | 1 | 0 | 15142_HARDWARE
3112 | MS SCREW MACHINE CSK SLOTTED FT 6 X 40 MM | 2858 | Material | 7778_NOS | 7778_NOS | 1 | 0 | 15142_HARDWARE
3113 | MS SCREW MACHINE CSK SLOTTED FT 6 X 50 MM | 2858 | Material | 7778_NOS | 7778_NOS | 1 | 0 | 15142_HARDWARE
3114 | MS SCREW MACHINE CSK SLOTTED FT 6 X 60 MM | 2858 | Material | 7778_NOS | 7778_NOS | 1 | 0 | 15142_HARDWARE
3115 | MS SCREW MACHINE CSK SLOTTED FT 6 X 70 MM | 2858 | Material | 7778_NOS | 7778_NOS | 1 | 0 | 15142_HARDWARE
3116 | MS SCREW MACHINE CSK SLOTTED FT 8 X 15 MM | 2858 | Material | 7778_NOS | 7778_NOS | 1 | 0 | 15142_HARDWARE
3117 | MS SCREW MACHINE CSK SLOTTED FT 8 X 20 MM | 2858 | Material | 7778_NOS | 7778_NOS | 1 | 0 | 15142_HARDWARE
3118 | MS SCREW MACHINE CSK SLOTTED FT 8 X 25 MM | 2858 | Material | 7778_NOS | 7778_NOS | 1 | 0 | 15142_HARDWARE
3119 | MS SCREW MACHINE CSK SLOTTED FT 8 X 30 MM | 2858 | Material | 7778_NOS | 7778_NOS | 1 | 0 | 15142_HARDWARE
3120 | MS SCREW MACHINE CSK SLOTTED FT 8 X 35 MM | 2858 | Material | 7778_NOS | 7778_NOS | 1 | 0 | 15142_HARDWARE
3121 | MS SCREW MACHINE CSK SLOTTED FT 8 X 40 MM | 2858 | Material | 7778_NOS | 7778_NOS | 1 | 0 | 15142_HARDWARE
3122 | MS SCREW MACHINE CSK SLOTTED FT 8 X 50 MM | 2858 | Material | 7778_NOS | 7778_NOS | 1 | 0 | 15142_HARDWARE
3123 | MS SCREW MACHINE CSK SLOTTED FT 8 X 60 MM | 2858 | Material | 7778_NOS | 7778_NOS | 1 | 0 | 15142_HARDWARE
3124 | MS SCREW MACHINE CSK SLOTTED FT 8 X 70 MM | 2858 | Material | 7778_NOS | 7778_NOS | 1 | 0 | 15142_HARDWARE
3125 | MS SCREW MACHINE CSK SLOTTED FT 10 X 15 MM | 2858 | Material | 7778_NOS | 7778_NOS | 1 | 0 | 15142_HARDWARE
3126 | MS SCREW MACHINE CSK SLOTTED FT 10 X 20 MM | 2858 | Material | 7778_NOS | 7778_NOS | 1 | 0 | 15142_HARDWARE
3127 | MS SCREW MACHINE CSK SLOTTED FT 10 X 25 MM | 2858 | Material | 7778_NOS | 7778_NOS | 1 | 0 | 15142_HARDWARE
3128 | MS SCREW MACHINE CSK SLOTTED FT 10 X 30 MM | 2858 | Material | 7778_NOS | 7778_NOS | 1 | 0 | 15142_HARDWARE
3129 | MS SCREW MACHINE CSK SLOTTED FT 10 X 35 MM | 2858 | Material | 7778_NOS | 7778_NOS | 1 | 0 | 15142_HARDWARE
3130 | MS SCREW MACHINE CSK SLOTTED FT 10 X 40 MM | 2858 | Material | 7778_NOS | 7778_NOS | 1 | 0 | 15142_HARDWARE
3131 | MS SCREW MACHINE CSK SLOTTED FT 10 X 50 MM | 2858 | Material | 7778_NOS | 7778_NOS | 1 | 0 | 15142_HARDWARE
3132 | MS SCREW MACHINE CSK SLOTTED FT 10 X 60 MM | 2858 | Material | 7778_NOS | 7778_NOS | 1 | 0 | 15142_HARDWARE
3133 | MS SCREW MACHINE CSK SLOTTED FT 10 X 70 MM | 2858 | Material | 7778_NOS | 7778_NOS | 1 | 0 | 15142_HARDWARE
3134 | MS SCREW MACHINE CSK PHILLIPS FT 3 X 6 MM | 2858 | Material | 7778_NOS | 7778_NOS | 1 | 0 | 15142_HARDWARE
3135 | MS SCREW MACHINE CSK PHILLIPS FT 3 X 10 MM | 2858 | Material | 7778_NOS | 7778_NOS | 1 | 0 | 15142_HARDWARE
3136 | MS SCREW MACHINE CSK PHILLIPS FT 3 X 15 MM | 2858 | Material | 7778_NOS | 7778_NOS | 1 | 0 | 15142_HARDWARE
3137 | MS SCREW MACHINE CSK PHILLIPS FT 3 X 20 MM | 2858 | Material | 7778_NOS | 7778_NOS | 1 | 0 | 15142_HARDWARE
3138 | MS SCREW MACHINE CSK PHILLIPS FT 3 X 25 MM | 2858 | Material | 7778_NOS | 7778_NOS | 1 | 0 | 15142_HARDWARE
3139 | MS SCREW MACHINE CSK PHILLIPS FT 3 X 30 MM | 2858 | Material | 7778_NOS | 7778_NOS | 1 | 0 | 15142_HARDWARE
3140 | MS SCREW MACHINE CSK PHILLIPS FT 3 X 35 MM | 2858 | Material | 7778_NOS | 7778_NOS | 1 | 0 | 15142_HARDWARE
3141 | MS SCREW MACHINE CSK PHILLIPS FT 3 X 40 MM | 2858 | Material | 7778_NOS | 7778_NOS | 1 | 0 | 15142_HARDWARE
3142 | MS SCREW MACHINE CSK PHILLIPS FT 3 X 50 MM | 2858 | Material | 7778_NOS | 7778_NOS | 1 | 0 | 15142_HARDWARE
3143 | MS SCREW MACHINE CSK PHILLIPS FT 4 X 6 MM | 2858 | Material | 7778_NOS | 7778_NOS | 1 | 0 | 15142_HARDWARE
3144 | MS SCREW MACHINE CSK PHILLIPS FT 4 X 10 MM | 2858 | Material | 7778_NOS | 7778_NOS | 1 | 0 | 15142_HARDWARE
3145 | MS SCREW MACHINE CSK PHILLIPS FT 4 X 15 MM | 2858 | Material | 7778_NOS | 7778_NOS | 1 | 0 | 15142_HARDWARE
3146 | MS SCREW MACHINE CSK PHILLIPS FT 4 X 20 MM | 2858 | Material | 7778_NOS | 7778_NOS | 1 | 0 | 15142_HARDWARE
3147 | MS SCREW MACHINE CSK PHILLIPS FT 4 X 25 MM | 2858 | Material | 7778_NOS | 7778_NOS | 1 | 0 | 15142_HARDWARE
3148 | MS SCREW MACHINE CSK PHILLIPS FT 4 X 30 MM | 2858 | Material | 7778_NOS | 7778_NOS | 1 | 0 | 15142_HARDWARE
3149 | MS SCREW MACHINE CSK PHILLIPS FT 4 X 35 MM | 2858 | Material | 7778_NOS | 7778_NOS | 1 | 0 | 15142_HARDWARE
3150 | MS SCREW MACHINE CSK PHILLIPS FT 4 X 40 MM | 2858 | Material | 7778_NOS | 7778_NOS | 1 | 0 | 15142_HARDWARE
3151 | MS SCREW MACHINE CSK PHILLIPS FT 4 X 50 MM | 2858 | Material | 7778_NOS | 7778_NOS | 1 | 0 | 15142_HARDWARE
3152 | MS SCREW MACHINE CSK PHILLIPS FT 4 X 60 MM | 2858 | Material | 7778_NOS | 7778_NOS | 1 | 0 | 15142_HARDWARE
3153 | MS SCREW MACHINE CSK PHILLIPS FT 4 X 70 MM | 2858 | Material | 7778_NOS | 7778_NOS | 1 | 0 | 15142_HARDWARE
3154 | MS SCREW MACHINE CSK PHILLIPS FT 5 X 6 MM | 2858 | Material | 7778_NOS | 7778_NOS | 1 | 0 | 15142_HARDWARE
3155 | MS SCREW MACHINE CSK PHILLIPS FT 5 X 10 MM | 2858 | Material | 7778_NOS | 7778_NOS | 1 | 0 | 15142_HARDWARE
3156 | MS SCREW MACHINE CSK PHILLIPS FT 5 X 15 MM | 2858 | Material | 7778_NOS | 7778_NOS | 1 | 0 | 15142_HARDWARE
3157 | MS SCREW MACHINE CSK PHILLIPS FT 5 X 20 MM | 2858 | Material | 7778_NOS | 7778_NOS | 1 | 0 | 15142_HARDWARE
3158 | MS SCREW MACHINE CSK PHILLIPS FT 5 X 25 MM | 2858 | Material | 7778_NOS | 7778_NOS | 1 | 0 | 15142_HARDWARE
3159 | MS SCREW MACHINE CSK PHILLIPS FT 5 X 30 MM | 2858 | Material | 7778_NOS | 7778_NOS | 1 | 0 | 15142_HARDWARE
3160 | MS SCREW MACHINE CSK PHILLIPS FT 5 X 35 MM | 2858 | Material | 7778_NOS | 7778_NOS | 1 | 0 | 15142_HARDWARE
3161 | MS SCREW MACHINE CSK PHILLIPS FT 5 X 40 MM | 2858 | Material | 7778_NOS | 7778_NOS | 1 | 0 | 15142_HARDWARE
3162 | MS SCREW MACHINE CSK PHILLIPS FT 5 X 50 MM | 2858 | Material | 7778_NOS | 7778_NOS | 1 | 0 | 15142_HARDWARE
3163 | MS SCREW MACHINE CSK PHILLIPS FT 5 X 60 MM | 2858 | Material | 7778_NOS | 7778_NOS | 1 | 0 | 15142_HARDWARE
3164 | MS SCREW MACHINE CSK PHILLIPS FT 5 X 70 MM | 2858 | Material | 7778_NOS | 7778_NOS | 1 | 0 | 15142_HARDWARE
3165 | MS SCREW MACHINE CSK PHILLIPS FT 6 X 10 MM | 2858 | Material | 7778_NOS | 7778_NOS | 1 | 0 | 15142_HARDWARE
3166 | MS SCREW MACHINE CSK PHILLIPS FT 6 X 15 MM | 2858 | Material | 7778_NOS | 7778_NOS | 1 | 0 | 15142_HARDWARE
3167 | MS SCREW MACHINE CSK PHILLIPS FT 6 X 20 MM | 2858 | Material | 7778_NOS | 7778_NOS | 1 | 0 | 15142_HARDWARE
3168 | MS SCREW MACHINE CSK PHILLIPS FT 6 X 25 MM | 2858 | Material | 7778_NOS | 7778_NOS | 1 | 0 | 15142_HARDWARE
3169 | MS SCREW MACHINE CSK PHILLIPS FT 6 X 30 MM | 2858 | Material | 7778_NOS | 7778_NOS | 1 | 0 | 15142_HARDWARE
3170 | MS SCREW MACHINE CSK PHILLIPS FT 6 X 35 MM | 2858 | Material | 7778_NOS | 7778_NOS | 1 | 0 | 15142_HARDWARE
3171 | MS SCREW MACHINE CSK PHILLIPS FT 6 X 40 MM | 2858 | Material | 7778_NOS | 7778_NOS | 1 | 0 | 15142_HARDWARE
3172 | MS SCREW MACHINE CSK PHILLIPS FT 6 X 50 MM | 2858 | Material | 7778_NOS | 7778_NOS | 1 | 0 | 15142_HARDWARE
3173 | MS SCREW MACHINE CSK PHILLIPS FT 6 X 60 MM | 2858 | Material | 7778_NOS | 7778_NOS | 1 | 0 | 15142_HARDWARE
3174 | MS SCREW MACHINE CSK PHILLIPS FT 6 X 70 MM | 2858 | Material | 7778_NOS | 7778_NOS | 1 | 0 | 15142_HARDWARE
3175 | MS SCREW MACHINE CSK PHILLIPS FT 8 X 15 MM | 2858 | Material | 7778_NOS | 7778_NOS | 1 | 0 | 15142_HARDWARE
3176 | MS SCREW MACHINE CSK PHILLIPS FT 8 X 20 MM | 2858 | Material | 7778_NOS | 7778_NOS | 1 | 0 | 15142_HARDWARE
3177 | MS SCREW MACHINE CSK PHILLIPS FT 8 X 25 MM | 2858 | Material | 7778_NOS | 7778_NOS | 1 | 0 | 15142_HARDWARE
3178 | MS SCREW MACHINE CSK PHILLIPS FT 8 X 30 MM | 2858 | Material | 7778_NOS | 7778_NOS | 1 | 0 | 15142_HARDWARE
3179 | MS SCREW MACHINE CSK PHILLIPS FT 8 X 35 MM | 2858 | Material | 7778_NOS | 7778_NOS | 1 | 0 | 15142_HARDWARE
3180 | MS SCREW MACHINE CSK PHILLIPS FT 8 X 40 MM | 2858 | Material | 7778_NOS | 7778_NOS | 1 | 0 | 15142_HARDWARE
3181 | MS SCREW MACHINE CSK PHILLIPS FT 8 X 50 MM | 2858 | Material | 7778_NOS | 7778_NOS | 1 | 0 | 15142_HARDWARE
3182 | MS SCREW MACHINE CSK PHILLIPS FT 8 X 60 MM | 2858 | Material | 7778_NOS | 7778_NOS | 1 | 0 | 15142_HARDWARE
3183 | MS SCREW MACHINE CSK PHILLIPS FT 8 X 70 MM | 2858 | Material | 7778_NOS | 7778_NOS | 1 | 0 | 15142_HARDWARE
3184 | MS SCREW MACHINE CSK PHILLIPS FT 10 X 15 MM | 2858 | Material | 7778_NOS | 7778_NOS | 1 | 0 | 15142_HARDWARE
3185 | MS SCREW MACHINE CSK PHILLIPS FT 10 X 20 MM | 2858 | Material | 7778_NOS | 7778_NOS | 1 | 0 | 15142_HARDWARE
3186 | MS SCREW MACHINE CSK PHILLIPS FT 10 X 25 MM | 2858 | Material | 7778_NOS | 7778_NOS | 1 | 0 | 15142_HARDWARE
3187 | MS SCREW MACHINE CSK PHILLIPS FT 10 X 30 MM | 2858 | Material | 7778_NOS | 7778_NOS | 1 | 0 | 15142_HARDWARE
3188 | MS SCREW MACHINE CSK PHILLIPS FT 10 X 35 MM | 2858 | Material | 7778_NOS | 7778_NOS | 1 | 0 | 15142_HARDWARE
3189 | MS SCREW MACHINE CSK PHILLIPS FT 10 X 40 MM | 2858 | Material | 7778_NOS | 7778_NOS | 1 | 0 | 15142_HARDWARE
3190 | MS SCREW MACHINE CSK PHILLIPS FT 10 X 50 MM | 2858 | Material | 7778_NOS | 7778_NOS | 1 | 0 | 15142_HARDWARE
3191 | MS SCREW MACHINE CSK PHILLIPS FT 10 X 60 MM | 2858 | Material | 7778_NOS | 7778_NOS | 1 | 0 | 15142_HARDWARE
3192 | MS SCREW MACHINE CSK PHILLIPS FT 10 X 70 MM | 2858 | Material | 7778_NOS | 7778_NOS | 1 | 0 | 15142_HARDWARE
3193 | FASTENER ANCHOR PIN TYPE 6 X 50 MM | 2858 | Material | 7778_NOS | 7778_NOS | 1 | 0 | 15142_HARDWARE
3194 | FASTENER ANCHOR PIN TYPE 6 X 75 MM | 2858 | Material | 7778_NOS | 7778_NOS | 1 | 0 | 15142_HARDWARE
3195 | FASTENER ANCHOR PIN TYPE 8 X 50 MM | 2858 | Material | 7778_NOS | 7778_NOS | 1 | 0 | 15142_HARDWARE
3196 | FASTENER ANCHOR PIN TYPE 8 X 75 MM | 2858 | Material | 7778_NOS | 7778_NOS | 1 | 0 | 15142_HARDWARE
3197 | FASTENER ANCHOR PIN TYPE 8 X 100 MM | 2858 | Material | 7778_NOS | 7778_NOS | 1 | 0 | 15142_HARDWARE
3198 | FASTENER ANCHOR PIN TYPE 10 X 60 MM | 2858 | Material | 7778_NOS | 7778_NOS | 1 | 0 | 15142_HARDWARE
3199 | FASTENER ANCHOR PIN TYPE 10 X 75 MM | 2858 | Material | 7778_NOS | 7778_NOS | 1 | 0 | 15142_HARDWARE
3200 | FASTENER ANCHOR PIN TYPE 10 X 100 MM | 2858 | Material | 7778_NOS | 7778_NOS | 1 | 0 | 15142_HARDWARE
3201 | FASTENER ANCHOR PIN TYPE 10 X 125 MM | 2858 | Material | 7778_NOS | 7778_NOS | 1 | 0 | 15142_HARDWARE
3202 | FASTENER ANCHOR PIN TYPE 10 X 150 MM | 2858 | Material | 7778_NOS | 7778_NOS | 1 | 0 | 15142_HARDWARE
3203 | FASTENER ANCHOR PIN TYPE 12 X 75 MM | 2858 | Material | 7778_NOS | 7778_NOS | 1 | 0 | 15142_HARDWARE
3204 | FASTENER ANCHOR PIN TYPE 12 X 100 MM | 2858 | Material | 7778_NOS | 7778_NOS | 1 | 0 | 15142_HARDWARE
3205 | FASTENER ANCHOR PIN TYPE 12 X 125 MM | 2858 | Material | 7778_NOS | 7778_NOS | 1 | 0 | 15142_HARDWARE
3206 | FASTENER ANCHOR PIN TYPE 12 X 150 MM | 2858 | Material | 7778_NOS | 7778_NOS | 1 | 0 | 15142_HARDWARE
3207 | FASTENER ANCHOR PIN TYPE 16 X 100 MM | 2858 | Material | 7778_NOS | 7778_NOS | 1 | 0 | 15142_HARDWARE
3208 | FASTENER ANCHOR PIN TYPE 16 X 125 MM | 2858 | Material | 7778_NOS | 7778_NOS | 1 | 0 | 15142_HARDWARE
3209 | FASTENER ANCHOR PIN TYPE 16 X 150 MM | 2858 | Material | 7778_NOS | 7778_NOS | 1 | 0 | 15142_HARDWARE
3210 | FASTENER ANCHOR PIN TYPE 16 X 200 MM | 2858 | Material | 7778_NOS | 7778_NOS | 1 | 0 | 15142_HARDWARE
3211 | FASTENER ANCHOR WEDGE TYPE 8 X 75 MM | 2858 | Material | 7778_NOS | 7778_NOS | 1 | 0 | 15142_HARDWARE
3212 | FASTENER ANCHOR WEDGE TYPE 8 X 100 MM | 2858 | Material | 7778_NOS | 7778_NOS | 1 | 0 | 15142_HARDWARE
3213 | FASTENER ANCHOR WEDGE TYPE 10 X 75 MM | 2858 | Material | 7778_NOS | 7778_NOS | 1 | 0 | 15142_HARDWARE
3214 | FASTENER ANCHOR WEDGE TYPE 10 X 100 MM | 2858 | Material | 7778_NOS | 7778_NOS | 1 | 0 | 15142_HARDWARE
3215 | FASTENER ANCHOR WEDGE TYPE 10 X 125 MM | 2858 | Material | 7778_NOS | 7778_NOS | 1 | 0 | 15142_HARDWARE
3216 | FASTENER ANCHOR WEDGE TYPE 10 X 150 MM | 2858 | Material | 7778_NOS | 7778_NOS | 1 | 0 | 15142_HARDWARE
3217 | FASTENER ANCHOR WEDGE TYPE 12 X 75 MM | 2858 | Material | 7778_NOS | 7778_NOS | 1 | 0 | 15142_HARDWARE
3218 | FASTENER ANCHOR WEDGE TYPE 12 X 100 MM | 2858 | Material | 7778_NOS | 7778_NOS | 1 | 0 | 15142_HARDWARE
3219 | FASTENER ANCHOR WEDGE TYPE 12 X 125 MM | 2858 | Material | 7778_NOS | 7778_NOS | 1 | 0 | 15142_HARDWARE
3220 | FASTENER ANCHOR WEDGE TYPE 12 X 150 MM | 2858 | Material | 7778_NOS | 7778_NOS | 1 | 0 | 15142_HARDWARE
3221 | FASTENER ANCHOR WEDGE TYPE 16 X 100 MM | 2858 | Material | 7778_NOS | 7778_NOS | 1 | 0 | 15142_HARDWARE
3222 | FASTENER ANCHOR WEDGE TYPE 16 X 125 MM | 2858 | Material | 7778_NOS | 7778_NOS | 1 | 0 | 15142_HARDWARE
3223 | FASTENER ANCHOR WEDGE TYPE 16 X 150 MM | 2858 | Material | 7778_NOS | 7778_NOS | 1 | 0 | 15142_HARDWARE
3224 | FASTENER ANCHOR WEDGE TYPE 16 X 200 MM | 2858 | Material | 7778_NOS | 7778_NOS | 1 | 0 | 15142_HARDWARE
3225 | FASTENER BULLET TYPE 6 X 25 MM | 2858 | Material | 7778_NOS | 7778_NOS | 1 | 0 | 15142_HARDWARE
3226 | FASTENER BULLET TYPE 6 X 30 MM | 2858 | Material | 7778_NOS | 7778_NOS | 1 | 0 | 15142_HARDWARE
3227 | FASTENER BULLET TYPE 8 X 25 MM | 2858 | Material | 7778_NOS | 7778_NOS | 1 | 0 | 15142_HARDWARE
3228 | FASTENER BULLET TYPE 8 X 30 MM | 2858 | Material | 7778_NOS | 7778_NOS | 1 | 0 | 15142_HARDWARE
3229 | FASTENER BULLET TYPE 8 X 40 MM | 2858 | Material | 7778_NOS | 7778_NOS | 1 | 0 | 15142_HARDWARE
3230 | FASTENER BULLET TYPE 10 X 25 MM | 2858 | Material | 7778_NOS | 7778_NOS | 1 | 0 | 15142_HARDWARE
3231 | FASTENER BULLET TYPE 10 X 30 MM | 2858 | Material | 7778_NOS | 7778_NOS | 1 | 0 | 15142_HARDWARE
3232 | FASTENER BULLET TYPE 10 X 40 MM | 2858 | Material | 7778_NOS | 7778_NOS | 1 | 0 | 15142_HARDWARE
3233 | FASTENER BULLET TYPE 12 X 25 MM | 2858 | Material | 7778_NOS | 7778_NOS | 1 | 0 | 15142_HARDWARE
3234 | FASTENER BULLET TYPE 12 X 50 MM | 2858 | Material | 7778_NOS | 7778_NOS | 1 | 0 | 15142_HARDWARE
3235 | FASTENER BULLET TYPE 16 X 65 MM | 2858 | Material | 7778_NOS | 7778_NOS | 1 | 0 | 15142_HARDWARE
3236 | FASTENER BULLET TYPE 20 X 80 MM | 2858 | Material | 7778_NOS | 7778_NOS | 1 | 0 | 15142_HARDWARE
3237 | FASTENER FRAME FIXING NYLON/PLASTIC 5 X 40 MM | 2858 | Material | 7778_NOS | 7778_NOS | 1 | 0 | 15142_HARDWARE
3238 | FASTENER FRAME FIXING NYLON/PLASTIC 6 X 40 MM | 2858 | Material | 7778_NOS | 7778_NOS | 1 | 0 | 15142_HARDWARE
3239 | FASTENER FRAME FIXING NYLON/PLASTIC 6 X 60 MM | 2858 | Material | 7778_NOS | 7778_NOS | 1 | 0 | 15142_HARDWARE
3240 | FASTENER FRAME FIXING NYLON/PLASTIC 6 X 80 MM | 2858 | Material | 7778_NOS | 7778_NOS | 1 | 0 | 15142_HARDWARE
3241 | FASTENER FRAME FIXING NYLON/PLASTIC 8 X 60 MM | 2858 | Material | 7778_NOS | 7778_NOS | 1 | 0 | 15142_HARDWARE
3242 | FASTENER FRAME FIXING NYLON/PLASTIC 8 X 80 MM | 2858 | Material | 7778_NOS | 7778_NOS | 1 | 0 | 15142_HARDWARE
3243 | FASTENER FRAME FIXING NYLON/PLASTIC 8 X 100 MM | 2858 | Material | 7778_NOS | 7778_NOS | 1 | 0 | 15142_HARDWARE
3244 | FASTENER FRAME FIXING NYLON/PLASTIC 8 X 120 MM | 2858 | Material | 7778_NOS | 7778_NOS | 1 | 0 | 15142_HARDWARE
3245 | FASTENER FRAME FIXING NYLON/PLASTIC 8 X 140 MM | 2858 | Material | 7778_NOS | 7778_NOS | 1 | 0 | 15142_HARDWARE
3246 | FASTENER FRAME FIXING NYLON/PLASTIC 10 X 60 MM | 2858 | Material | 7778_NOS | 7778_NOS | 1 | 0 | 15142_HARDWARE
3247 | FASTENER FRAME FIXING NYLON/PLASTIC 10 X 80 MM | 2858 | Material | 7778_NOS | 7778_NOS | 1 | 0 | 15142_HARDWARE
3248 | FASTENER FRAME FIXING NYLON/PLASTIC 10 X 100 MM | 2858 | Material | 7778_NOS | 7778_NOS | 1 | 0 | 15142_HARDWARE
3249 | FASTENER FRAME FIXING NYLON/PLASTIC 10 X 120 MM | 2858 | Material | 7778_NOS | 7778_NOS | 1 | 0 | 15142_HARDWARE
3250 | FASTENER FRAME FIXING NYLON/PLASTIC 10 X 140 MM | 2858 | Material | 7778_NOS | 7778_NOS | 1 | 0 | 15142_HARDWARE
3251 | FASTENER FRAME FIXING NYLON/PLASTIC 10 X 160 MM | 2858 | Material | 7778_NOS | 7778_NOS | 1 | 0 | 15142_HARDWARE
3252 | FASTENER FRAME FIXING NYLON/PLASTIC 10 X 180 MM | 2858 | Material | 7778_NOS | 7778_NOS | 1 | 0 | 15142_HARDWARE
3253 | FASTENER FRAME FIXING NYLON/PLASTIC 10 X 200 MM | 2858 | Material | 7778_NOS | 7778_NOS | 1 | 0 | 15142_HARDWARE
3254 | FASTENER FRAME FIXING NYLON/PLASTIC 10 X 230 MM | 2858 | Material | 7778_NOS | 7778_NOS | 1 | 0 | 15142_HARDWARE
3255 | FASTENER FRAME FIXING NYLON/PLASTIC 10 X 270 MM | 2858 | Material | 7778_NOS | 7778_NOS | 1 | 0 | 15142_HARDWARE
3256 | FASTENER FRAME FIXING NYLON/PLASTIC 10 X 310 MM | 2858 | Material | 7778_NOS | 7778_NOS | 1 | 0 | 15142_HARDWARE
3257 | FASTENER WALL HUNG FIXING | 2858 | Material | 7778_NOS | 7778_NOS | 1 | 0 | 15142_HARDWARE
3258 | FASTENER WASH BASIN FIXING | 2858 | Material | 7778_NOS | 7778_NOS | 1 | 0 | 15142_HARDWARE
3259 | REBAR CHEMICAL | 2858 | Material | 7776_ML. | 7776_ML. | 1 | 0 | 15142_HARDWARE
3260 | FASTENER CHEMICAL | 2858 | Material | 7776_ML. | 7776_ML. | 1 | 0 | 15142_HARDWARE
3261 | SEALENT SILICON CLEAR | 2858 | Material | 7776_ML. | 7776_ML. | 1 | 0 | 15142_HARDWARE
3262 | SEALENT SILICON WHITE | 2858 | Material | 7776_ML. | 7776_ML. | 1 | 0 | 15142_HARDWARE
3263 | SEALENT SILICON BLACK | 2858 | Material | 7776_ML. | 7776_ML. | 1 | 0 | 15142_HARDWARE
3264 | SEALANT POLYSULPHIDE | 2858 | Material | 7776_ML. | 7776_ML. | 1 | 0 | 15142_HARDWARE
3265 | GI FULL THREADED ROD DIA 5 MM | 2858 | Material | 7785_RMT | 7785_RMT | 1 | 0 | 15142_HARDWARE
3266 | GI FULL THREADED ROD DIA 6 MM | 2858 | Material | 7785_RMT | 7785_RMT | 1 | 0 | 15142_HARDWARE
3267 | GI FULL THREADED ROD DIA 8 MM | 2858 | Material | 7785_RMT | 7785_RMT | 1 | 0 | 15142_HARDWARE
3268 | GI FULL THREADED ROD DIA 10 MM | 2858 | Material | 7785_RMT | 7785_RMT | 1 | 0 | 15142_HARDWARE
3269 | GI FULL THREADED ROD DIA 12 MM | 2858 | Material | 7785_RMT | 7785_RMT | 1 | 0 | 15142_HARDWARE
3270 | GI FULL THREADED ROD DIA 16 MM | 2858 | Material | 7785_RMT | 7785_RMT | 1 | 0 | 15142_HARDWARE
3271 | GI FULL THREADED ROD DIA 20 MM | 2858 | Material | 7785_RMT | 7785_RMT | 1 | 0 | 15142_HARDWARE
3272 | GI FULL THREADED ROD DIA 25 MM | 2858 | Material | 7785_RMT | 7785_RMT | 1 | 0 | 15142_HARDWARE
3273 | GI NUT 5 MM | 2858 | Material | 7768_KG. | 7768_KG. | 1 | 0 | 15142_HARDWARE
3274 | GI NUT 6 MM | 2858 | Material | 7768_KG. | 7768_KG. | 1 | 0 | 15142_HARDWARE
3275 | GI NUT 8 MM | 2858 | Material | 7768_KG. | 7768_KG. | 1 | 0 | 15142_HARDWARE
3276 | GI NUT 10 MM | 2858 | Material | 7768_KG. | 7768_KG. | 1 | 0 | 15142_HARDWARE
3277 | GI NUT 12 MM | 2858 | Material | 7768_KG. | 7768_KG. | 1 | 0 | 15142_HARDWARE
3278 | GI NUT 16 MM | 2858 | Material | 7768_KG. | 7768_KG. | 1 | 0 | 15142_HARDWARE
3279 | GI NUT 20 MM | 2858 | Material | 7768_KG. | 7768_KG. | 1 | 0 | 15142_HARDWARE
3280 | GI NUT 25 MM | 2858 | Material | 7768_KG. | 7768_KG. | 1 | 0 | 15142_HARDWARE
3281 | GI NUT WASHER 5 MM | 2858 | Material | 7768_KG. | 7768_KG. | 1 | 0 | 15142_HARDWARE
3282 | GI NUT WASHER 6 MM | 2858 | Material | 7768_KG. | 7768_KG. | 1 | 0 | 15142_HARDWARE
3283 | GI NUT WASHER 8 MM | 2858 | Material | 7768_KG. | 7768_KG. | 1 | 0 | 15142_HARDWARE
3284 | GI NUT WASHER 10 MM | 2858 | Material | 7768_KG. | 7768_KG. | 1 | 0 | 15142_HARDWARE
3285 | GI NUT WASHER 12 MM | 2858 | Material | 7768_KG. | 7768_KG. | 1 | 0 | 15142_HARDWARE
3286 | GI NUT WASHER 16 MM | 2858 | Material | 7768_KG. | 7768_KG. | 1 | 0 | 15142_HARDWARE
3287 | GI NUT WASHER 20 MM | 2858 | Material | 7768_KG. | 7768_KG. | 1 | 0 | 15142_HARDWARE
3288 | GI NUT WASHER 25 MM | 2858 | Material | 7778_NOS | 7778_NOS | 1 | 0 | 15142_HARDWARE
3289 | GI UNIVERSAL CLAMP 20 MM | 2858 | Material | 7778_NOS | 7778_NOS | 1 | 0 | 15142_HARDWARE
3290 | GI UNIVERSAL CLAMP 25 MM | 2858 | Material | 7778_NOS | 7778_NOS | 1 | 0 | 15142_HARDWARE
3291 | GI UNIVERSAL CLAMP 32 MM | 2858 | Material | 7778_NOS | 7778_NOS | 1 | 0 | 15142_HARDWARE
3292 | GI UNIVERSAL CLAMP 40 MM | 2858 | Material | 7778_NOS | 7778_NOS | 1 | 0 | 15142_HARDWARE
3293 | GI UNIVERSAL CLAMP 50 MM | 2858 | Material | 7778_NOS | 7778_NOS | 1 | 0 | 15142_HARDWARE
3294 | GI UNIVERSAL CLAMP 65 MM | 2858 | Material | 7778_NOS | 7778_NOS | 1 | 0 | 15142_HARDWARE
3295 | GI UNIVERSAL CLAMP 80 MM | 2858 | Material | 7778_NOS | 7778_NOS | 1 | 0 | 15142_HARDWARE
3296 | GI UNIVERSAL CLAMP 100 MM | 2858 | Material | 7778_NOS | 7778_NOS | 1 | 0 | 15142_HARDWARE
3297 | GI UNIVERSAL CLAMP 150 MM | 2858 | Material | 7778_NOS | 7778_NOS | 1 | 0 | 15142_HARDWARE
3298 | GI CLEVIS HANGER CLAMP 25 MM | 2858 | Material | 7778_NOS | 7778_NOS | 1 | 0 | 15142_HARDWARE
3299 | GI CLEVIS HANGER CLAMP 32 MM | 2858 | Material | 7778_NOS | 7778_NOS | 1 | 0 | 15142_HARDWARE
3300 | GI CLEVIS HANGER CLAMP 40 MM | 2858 | Material | 7778_NOS | 7778_NOS | 1 | 0 | 15142_HARDWARE
3301 | GI CLEVIS HANGER CLAMP 50 MM | 2858 | Material | 7778_NOS | 7778_NOS | 1 | 0 | 15142_HARDWARE
3302 | GI CLEVIS HANGER CLAMP 65 MM | 2858 | Material | 7778_NOS | 7778_NOS | 1 | 0 | 15142_HARDWARE
3303 | GI CLEVIS HANGER CLAMP 80 MM | 2858 | Material | 7778_NOS | 7778_NOS | 1 | 0 | 15142_HARDWARE
3304 | GI CLEVIS HANGER CLAMP 100 MM | 2858 | Material | 7778_NOS | 7778_NOS | 1 | 0 | 15142_HARDWARE
3305 | GI CLEVIS HANGER CLAMP 150 MM | 2858 | Material | 7778_NOS | 7778_NOS | 1 | 0 | 15142_HARDWARE
3306 | GI CLEVIS HANGER CLAMP 200 MM | 2858 | Material | 7778_NOS | 7778_NOS | 1 | 0 | 15142_HARDWARE
3307 | GI SADDLE CLAMP 20 MM | 2858 | Material | 7778_NOS | 7778_NOS | 1 | 0 | 15142_HARDWARE
3308 | GI SADDLE CLAMP 25 MM | 2858 | Material | 7778_NOS | 7778_NOS | 1 | 0 | 15142_HARDWARE
3309 | GI SADDLE CLAMP 32 MM | 2858 | Material | 7778_NOS | 7778_NOS | 1 | 0 | 15142_HARDWARE
3310 | GI SADDLE CLAMP 40 MM | 2858 | Material | 7778_NOS | 7778_NOS | 1 | 0 | 15142_HARDWARE
3311 | GI SADDLE CLAMP 50 MM | 2858 | Material | 7778_NOS | 7778_NOS | 1 | 0 | 15142_HARDWARE
3312 | GI SADDLE CLAMP 65 MM | 2858 | Material | 7778_NOS | 7778_NOS | 1 | 0 | 15142_HARDWARE
3313 | GI SADDLE CLAMP 80 MM | 2858 | Material | 7778_NOS | 7778_NOS | 1 | 0 | 15142_HARDWARE
3314 | GI SADDLE CLAMP 100 MM | 2858 | Material | 7778_NOS | 7778_NOS | 1 | 0 | 15142_HARDWARE
3315 | GI SADDLE CLAMP 150 MM | 2858 | Material | 7778_NOS | 7778_NOS | 1 | 0 | 15142_HARDWARE
3316 | GI SADDLE CLAMP 200 MM | 2858 | Material | 7778_NOS | 7778_NOS | 1 | 0 | 15142_HARDWARE
3317 | GI SPLIT CLAMP 15 MM | 2858 | Material | 7778_NOS | 7778_NOS | 1 | 0 | 15142_HARDWARE
3318 | GI SPLIT CLAMP 20 MM | 2858 | Material | 7778_NOS | 7778_NOS | 1 | 0 | 15142_HARDWARE
3319 | GI SPLIT CLAMP 25 MM | 2858 | Material | 7778_NOS | 7778_NOS | 1 | 0 | 15142_HARDWARE
3320 | GI SPLIT CLAMP 32 MM | 2858 | Material | 7778_NOS | 7778_NOS | 1 | 0 | 15142_HARDWARE
3321 | GI SPLIT CLAMP 40 MM | 2858 | Material | 7778_NOS | 7778_NOS | 1 | 0 | 15142_HARDWARE
3322 | GI SPLIT CLAMP 50 MM | 2858 | Material | 7778_NOS | 7778_NOS | 1 | 0 | 15142_HARDWARE
3323 | GI SPLIT CLAMP 65 MM | 2858 | Material | 7778_NOS | 7778_NOS | 1 | 0 | 15142_HARDWARE
3324 | GI SPLIT CLAMP 80 MM | 2858 | Material | 7778_NOS | 7778_NOS | 1 | 0 | 15142_HARDWARE
3325 | GI SPLIT CLAMP 100 MM | 2858 | Material | 7778_NOS | 7778_NOS | 1 | 0 | 15142_HARDWARE
3326 | GI SPLIT CLAMP 150 MM | 2858 | Material | 7778_NOS | 7778_NOS | 1 | 0 | 15142_HARDWARE
3327 | GI U-BOLT CLAMP 20 X 8 MM THICK | 2858 | Material | 7778_NOS | 7778_NOS | 1 | 0 | 15142_HARDWARE
3328 | GI U-BOLT CLAMP 25 X 8 MM THICK | 2858 | Material | 7778_NOS | 7778_NOS | 1 | 0 | 15142_HARDWARE
3329 | GI U-BOLT CLAMP 32 X 8 MM THICK | 2858 | Material | 7778_NOS | 7778_NOS | 1 | 0 | 15142_HARDWARE
3330 | GI U-BOLT CLAMP 40 X 8 MM THICK | 2858 | Material | 7778_NOS | 7778_NOS | 1 | 0 | 15142_HARDWARE
3331 | GI U-BOLT CLAMP 50 X 8 MM THICK | 2858 | Material | 7778_NOS | 7778_NOS | 1 | 0 | 15142_HARDWARE
3332 | GI U-BOLT CLAMP 50 X 10 MM THICK | 2858 | Material | 7778_NOS | 7778_NOS | 1 | 0 | 15142_HARDWARE
3333 | GI U-BOLT CLAMP 65 X 12 MM THICK | 2858 | Material | 7778_NOS | 7778_NOS | 1 | 0 | 15142_HARDWARE
3334 | GI U-BOLT CLAMP 65 X 10 MM THICK | 2858 | Material | 7778_NOS | 7778_NOS | 1 | 0 | 15142_HARDWARE
3335 | GI U-BOLT CLAMP 80 X 8 MM THICK | 2858 | Material | 7778_NOS | 7778_NOS | 1 | 0 | 15142_HARDWARE
3336 | GI U-BOLT CLAMP 80 X 10 MM THICK | 2858 | Material | 7778_NOS | 7778_NOS | 1 | 0 | 15142_HARDWARE
3337 | GI U-BOLT CLAMP 80 X 12 MM THICK | 2858 | Material | 7778_NOS | 7778_NOS | 1 | 0 | 15142_HARDWARE
3338 | GI U-BOLT CLAMP 100 X 8 MM THICK | 2858 | Material | 7778_NOS | 7778_NOS | 1 | 0 | 15142_HARDWARE
3339 | GI U-BOLT CLAMP 100 X 10 MM THICK | 2858 | Material | 7778_NOS | 7778_NOS | 1 | 0 | 15142_HARDWARE
3340 | GI U-BOLT CLAMP 100 X 12 MM THICK | 2858 | Material | 7778_NOS | 7778_NOS | 1 | 0 | 15142_HARDWARE
3341 | GI U-BOLT CLAMP 125 X 8 MM THICK | 2858 | Material | 7778_NOS | 7778_NOS | 1 | 0 | 15142_HARDWARE
3342 | GI U-BOLT CLAMP 125 X 10 MM THICK | 2858 | Material | 7778_NOS | 7778_NOS | 1 | 0 | 15142_HARDWARE
3343 | GI U-BOLT CLAMP 125 X 12 MM THICK | 2858 | Material | 7778_NOS | 7778_NOS | 1 | 0 | 15142_HARDWARE
3344 | GI U-BOLT CLAMP 150 X 8 MM THICK | 2858 | Material | 7778_NOS | 7778_NOS | 1 | 0 | 15142_HARDWARE
3345 | GI U-BOLT CLAMP 150 X 10 MM THICK | 2858 | Material | 7778_NOS | 7778_NOS | 1 | 0 | 15142_HARDWARE
3346 | GI U-BOLT CLAMP 150 X 12 MM THICK | 2858 | Material | 7778_NOS | 7778_NOS | 1 | 0 | 15142_HARDWARE
3347 | GI U-BOLT CLAMP 200 X 8 MM THICK | 2858 | Material | 7778_NOS | 7778_NOS | 1 | 0 | 15142_HARDWARE
3348 | GI U-BOLT CLAMP 200 X 10 MM THICK | 2858 | Material | 7778_NOS | 7778_NOS | 1 | 0 | 15142_HARDWARE
3349 | GI U-BOLT CLAMP 200 X 12 MM THICK | 2858 | Material | 7778_NOS | 7778_NOS | 1 | 0 | 15142_HARDWARE
3350 | Z CLAMP BRACKET 2" | 2858 | Material | 7778_NOS | 7778_NOS | 1 | 0 | 15142_HARDWARE
3351 | Z CLAMP BRACKET 3" | 2858 | Material | 7778_NOS | 7778_NOS | 1 | 0 | 15142_HARDWARE
3352 | Z CLAMP BRACKET 4" | 2858 | Material | 7778_NOS | 7778_NOS | 1 | 0 | 15142_HARDWARE
3353 | Z CLAMP BRACKET 5" | 2858 | Material | 7778_NOS | 7778_NOS | 1 | 0 | 15142_HARDWARE
3354 | Z CLAMP BRACKET 6" | 2858 | Material | 7778_NOS | 7778_NOS | 1 | 0 | 15142_HARDWARE
3355 | Z CLAMP BRACKET 7" | 2858 | Material | 7778_NOS | 7778_NOS | 1 | 0 | 15142_HARDWARE
3356 | Z CLAMP BRACKET 8" | 2858 | Material | 7778_NOS | 7778_NOS | 1 | 0 | 15142_HARDWARE
3357 | Z CLAMP BRACKET 9" | 2858 | Material | 7778_NOS | 7778_NOS | 1 | 0 | 15142_HARDWARE
3358 | Z CLAMP BRACKET 10" | 2858 | Material | 7778_NOS | 7778_NOS | 1 | 0 | 15142_HARDWARE
3359 | Z CLAMP BRACKET 11" | 2858 | Material | 7778_NOS | 7778_NOS | 1 | 0 | 15142_HARDWARE
3360 | Z CLAMP BRACKET 12" | 2858 | Material | 7778_NOS | 7778_NOS | 1 | 0 | 15142_HARDWARE
3361 | D HOOK SINGLE HOLE | 2858 | Material | 7778_NOS | 7778_NOS | 1 | 0 | 15142_HARDWARE
3362 | D HOOK TWO HOLE | 2858 | Material | 7778_NOS | 7778_NOS | 1 | 0 | 15142_HARDWARE
3363 | PVC RAWAL PLUG ROUND 25 X 4 MM | 2858 | Material | 7782_PKT. | 7782_PKT. | 1 | 0 | 15142_HARDWARE
3364 | PVC RAWAL PLUG ROUND 25 X 6 MM | 2858 | Material | 7782_PKT. | 7782_PKT. | 1 | 0 | 15142_HARDWARE
3365 | PVC RAWAL PLUG ROUND 32 X 6 MM | 2858 | Material | 7782_PKT. | 7782_PKT. | 1 | 0 | 15142_HARDWARE
3366 | PVC RAWAL PLUG ROUND 35 X 6 MM | 2858 | Material | 7782_PKT. | 7782_PKT. | 1 | 0 | 15142_HARDWARE
3367 | PVC RAWAL PLUG ROUND 38 X 6 MM | 2858 | Material | 7782_PKT. | 7782_PKT. | 1 | 0 | 15142_HARDWARE
3368 | PVC RAWAL PLUG ROUND 50 X 6 MM | 2858 | Material | 7782_PKT. | 7782_PKT. | 1 | 0 | 15142_HARDWARE
3369 | PVC RAWAL PLUG ROUND 25 X 8 MM | 2858 | Material | 7782_PKT. | 7782_PKT. | 1 | 0 | 15142_HARDWARE
3370 | PVC RAWAL PLUG ROUND 35 X 8 MM | 2858 | Material | 7782_PKT. | 7782_PKT. | 1 | 0 | 15142_HARDWARE
3371 | PVC RAWAL PLUG ROUND 50 X 8 MM | 2858 | Material | 7782_PKT. | 7782_PKT. | 1 | 0 | 15142_HARDWARE
3372 | PVC RAWAL PLUG ROUND 25 X 10 MM | 2858 | Material | 7782_PKT. | 7782_PKT. | 1 | 0 | 15142_HARDWARE
3373 | PVC RAWAL PLUG ROUND 35 X 10 MM | 2858 | Material | 7782_PKT. | 7782_PKT. | 1 | 0 | 15142_HARDWARE
3374 | PVC RAWAL PLUG ROUND 50 X 10 MM | 2858 | Material | 7782_PKT. | 7782_PKT. | 1 | 0 | 15142_HARDWARE
3375 | PVC RAWAL PLUG ROUND 50 X 12 MM | 2858 | Material | 7782_PKT. | 7782_PKT. | 1 | 0 | 15142_HARDWARE
3376 | PVC RAWAL PLUG ROUND 80 X 14 MM | 2858 | Material | 7782_PKT. | 7782_PKT. | 1 | 0 | 15142_HARDWARE
3377 | RAWAL PLUG ROUND 25 X 8 MM | 2858 | Material | 7782_PKT. | 7782_PKT. | 1 | 0 | 15142_HARDWARE
3378 | RAWAL PLUG ROUND 35 X 8 MM | 2858 | Material | 7782_PKT. | 7782_PKT. | 1 | 0 | 15142_HARDWARE
3379 | WIRE NAILS 1'' | 2858 | Material | 7768_KG. | 7768_KG. | 1 | 0 | 15142_HARDWARE
3380 | WIRE NAILS 1-1/2'' | 2858 | Material | 7768_KG. | 7768_KG. | 1 | 0 | 15142_HARDWARE
3381 | WIRE NAILS 2'' | 2858 | Material | 7768_KG. | 7768_KG. | 1 | 0 | 15142_HARDWARE
3382 | WIRE NAILS 2-1/2'' | 2858 | Material | 7768_KG. | 7768_KG. | 1 | 0 | 15142_HARDWARE
3383 | WIRE NAILS 3'' | 2858 | Material | 7768_KG. | 7768_KG. | 1 | 0 | 15142_HARDWARE
3384 | WIRE NAILS 4'' | 2858 | Material | 7768_KG. | 7768_KG. | 1 | 0 | 15142_HARDWARE
3385 | PLUMBING NAILS 1-1/2'' | 2858 | Material | 7768_KG. | 7768_KG. | 1 | 0 | 15142_HARDWARE
3386 | PLUMBING NAILS 2'' | 2858 | Material | 7768_KG. | 7768_KG. | 1 | 0 | 15142_HARDWARE
3387 | PLUMBING NAILS 2-1/2'' | 2858 | Material | 7768_KG. | 7768_KG. | 1 | 0 | 15142_HARDWARE
3388 | PLUMBING NAILS 3'' | 2858 | Material | 7768_KG. | 7768_KG. | 1 | 0 | 15142_HARDWARE
3389 | PLUMBING NAILS 4'' | 2858 | Material | 7768_KG. | 7768_KG. | 1 | 0 | 15142_HARDWARE
3390 | PANEL PIN 1/2" X 20-NO | 2858 | Material | 7768_KG. | 7768_KG. | 1 | 0 | 15142_HARDWARE
3391 | PANEL PIN 3/4" X 20-NO | 2858 | Material | 7768_KG. | 7768_KG. | 1 | 0 | 15142_HARDWARE
3392 | PANEL PIN 1" X 20-NO | 2858 | Material | 7768_KG. | 7768_KG. | 1 | 0 | 15142_HARDWARE
3393 | PANEL PIN 1/2" X 19-NO | 2858 | Material | 7768_KG. | 7768_KG. | 1 | 0 | 15142_HARDWARE
3394 | PANEL PIN 3/4" X 19-NO | 2858 | Material | 7768_KG. | 7768_KG. | 1 | 0 | 15142_HARDWARE
3395 | PANEL PIN 1" X 19-NO | 2858 | Material | 7768_KG. | 7768_KG. | 1 | 0 | 15142_HARDWARE
3396 | PANEL PIN 3/4" X 18-NO | 2858 | Material | 7768_KG. | 7768_KG. | 1 | 0 | 15142_HARDWARE
3397 | PANEL PIN 1" X 18-NO | 2858 | Material | 7768_KG. | 7768_KG. | 1 | 0 | 15142_HARDWARE
3398 | PANEL PIN 1-1/4" X 18-NO | 2858 | Material | 7768_KG. | 7768_KG. | 1 | 0 | 15142_HARDWARE
3399 | PANEL PIN 1/2" X 17-NO | 2858 | Material | 7768_KG. | 7768_KG. | 1 | 0 | 15142_HARDWARE
3400 | PANEL PIN 3/4" X 17-NO | 2858 | Material | 7768_KG. | 7768_KG. | 1 | 0 | 15142_HARDWARE
3401 | PANEL PIN 1" X 17-NO | 2858 | Material | 7768_KG. | 7768_KG. | 1 | 0 | 15142_HARDWARE
3402 | PANEL PIN 1-1/4" X 17-NO | 2858 | Material | 7768_KG. | 7768_KG. | 1 | 0 | 15142_HARDWARE
3403 | PANEL PIN 1-1/2" X 17-NO | 2858 | Material | 7768_KG. | 7768_KG. | 1 | 0 | 15142_HARDWARE
3404 | PANEL PIN 3/4" X 14-NO | 2858 | Material | 7768_KG. | 7768_KG. | 1 | 0 | 15142_HARDWARE
3405 | PANEL PIN 1" X 14-NO | 2858 | Material | 7768_KG. | 7768_KG. | 1 | 0 | 15142_HARDWARE
3406 | PANEL PIN 1-1/4" X 14-NO | 2858 | Material | 7768_KG. | 7768_KG. | 1 | 0 | 15142_HARDWARE
3407 | PANEL PIN 1-1/2" X 14-NO | 2858 | Material | 7768_KG. | 7768_KG. | 1 | 0 | 15142_HARDWARE
3408 | PANEL PIN 1-3/4" X 14-NO | 2858 | Material | 7768_KG. | 7768_KG. | 1 | 0 | 15142_HARDWARE
3409 | PANEL PIN 2" X 14-NO | 2858 | Material | 7768_KG. | 7768_KG. | 1 | 0 | 15142_HARDWARE
3410 | BROWN TAPE 1" | 2858 | Material | 7786_ROLL | 7786_ROLL | 1 | 0 | 15142_HARDWARE
3411 | BROWN TAPE 2" | 2858 | Material | 7786_ROLL | 7786_ROLL | 1 | 0 | 15142_HARDWARE
3412 | BROWN TAPE 3" | 2858 | Material | 7786_ROLL | 7786_ROLL | 1 | 0 | 15142_HARDWARE
3413 | VHB TAPE | 2858 | Material | 7778_NOS | 7778_NOS | 1 | 0 | 15142_HARDWARE
3414 | DOUBLE SIDED TAPE | 2858 | Material | 7778_NOS | 7778_NOS | 1 | 0 | 15142_HARDWARE
3415 | ABRO MASKING TAPE WIDTH 12 MM | 2858 | Material | 7778_NOS | 7778_NOS | 1 | 0 | 15142_HARDWARE
3416 | ABRO MASKING TAPE WIDTH 18 MM | 2858 | Material | 7778_NOS | 7778_NOS | 1 | 0 | 15142_HARDWARE
3417 | ABRO MASKING TAPE WIDTH 24 MM | 2858 | Material | 7778_NOS | 7778_NOS | 1 | 0 | 15142_HARDWARE
3418 | ABRO MASKING TAPE WIDTH 36 MM | 2858 | Material | 7778_NOS | 7778_NOS | 1 | 0 | 15142_HARDWARE
3419 | ABRO MASKING TAPE WIDTH 48 MM | 2858 | Material | 7778_NOS | 7778_NOS | 1 | 0 | 15142_HARDWARE
3420 | ABRO MASKING TAPE WIDTH 72 MM | 2858 | Material | 7778_NOS | 7778_NOS | 1 | 0 | 15142_HARDWARE
3421 | HOSE CLIP 1/4'' | 2858 | Material | 7778_NOS | 7778_NOS | 1 | 0 | 15142_HARDWARE
3422 | HOSE CLIP 1/2'' | 2858 | Material | 7778_NOS | 7778_NOS | 1 | 0 | 15142_HARDWARE
3423 | HOSE CLIP 3/4'' | 2858 | Material | 7778_NOS | 7778_NOS | 1 | 0 | 15142_HARDWARE
3424 | HOSE CLIP 1'' | 2858 | Material | 7778_NOS | 7778_NOS | 1 | 0 | 15142_HARDWARE
3425 | HOSE CLIP 1-1/4'' | 2858 | Material | 7778_NOS | 7778_NOS | 1 | 0 | 15142_HARDWARE
3426 | HOSE CLIP 1-1/2'' | 2858 | Material | 7778_NOS | 7778_NOS | 1 | 0 | 15142_HARDWARE
3427 | HOSE CLIP 2'' | 2858 | Material | 7778_NOS | 7778_NOS | 1 | 0 | 15142_HARDWARE
3428 | HOSE CLIP 2-1/2'' | 2858 | Material | 7778_NOS | 7778_NOS | 1 | 0 | 15142_HARDWARE
3429 | HOSE CLIP 3'' | 2858 | Material | 7778_NOS | 7778_NOS | 1 | 0 | 15142_HARDWARE
3430 | HOSE CLIP 4'' | 2858 | Material | 7778_NOS | 7778_NOS | 1 | 0 | 15142_HARDWARE
3431 | HOSE CLIP 6'' | 2858 | Material | 7778_NOS | 7778_NOS | 1 | 0 | 15142_HARDWARE
3432 | J HOOK 1/2'' | 2858 | Material | 7778_NOS | 7778_NOS | 1 | 0 | 15142_HARDWARE
3433 | J HOOK 3/4'' | 2858 | Material | 7778_NOS | 7778_NOS | 1 | 0 | 15142_HARDWARE
3434 | J HOOK 1'' | 2858 | Material | 7778_NOS | 7778_NOS | 1 | 0 | 15142_HARDWARE
3435 | J HOOK 1-1/4'' | 2858 | Material | 7778_NOS | 7778_NOS | 1 | 0 | 15142_HARDWARE
3436 | J HOOK 1-1/2'' | 2858 | Material | 7778_NOS | 7778_NOS | 1 | 0 | 15142_HARDWARE
3437 | J HOOK 2'' | 2858 | Material | 7778_NOS | 7778_NOS | 1 | 0 | 15142_HARDWARE
3438 | J HOOK 2-1/2'' | 2858 | Material | 7778_NOS | 7778_NOS | 1 | 0 | 15142_HARDWARE
3439 | J HOOK 3'' | 2858 | Material | 7778_NOS | 7778_NOS | 1 | 0 | 15142_HARDWARE
3440 | J HOOK 4'' | 2858 | Material | 7778_NOS | 7778_NOS | 1 | 0 | 15142_HARDWARE
3441 | J HOOK 6'' | 2858 | Material | 7778_NOS | 7778_NOS | 1 | 0 | 15142_HARDWARE
3442 | PUTTY PATRA 4" | 2858 | Material | 7778_NOS | 7778_NOS | 1 | 0 | 15142_HARDWARE
3443 | PUTTY PATRA 6" | 2858 | Material | 7778_NOS | 7778_NOS | 1 | 0 | 15142_HARDWARE
3444 | PUTTY PATRA 8" | 2858 | Material | 7778_NOS | 7778_NOS | 1 | 0 | 15142_HARDWARE
3445 | GRINDING WHEEL 4" | 2858 | Material | 7778_NOS | 7778_NOS | 1 | 0 | 15142_HARDWARE
3446 | GRINDING WHEEL 5" | 2858 | Material | 7778_NOS | 7778_NOS | 1 | 0 | 15142_HARDWARE
3447 | GRINDING WHEEL 6" | 2858 | Material | 7778_NOS | 7778_NOS | 1 | 0 | 15142_HARDWARE
3448 | GRINDING WHEEL 7" | 2858 | Material | 7778_NOS | 7778_NOS | 1 | 0 | 15142_HARDWARE
3449 | GRINDING WHEEL 8" | 2858 | Material | 7778_NOS | 7778_NOS | 1 | 0 | 15142_HARDWARE
3450 | METAL CUTTING BLADE 4" | 2858 | Material | 7778_NOS | 7778_NOS | 1 | 0 | 15142_HARDWARE
3451 | METAL CUTTING BLADE 5" | 2858 | Material | 7778_NOS | 7778_NOS | 1 | 0 | 15142_HARDWARE
3452 | METAL CUTTING BLADE 6" | 2858 | Material | 7778_NOS | 7778_NOS | 1 | 0 | 15142_HARDWARE
3453 | METAL CUTTING BLADE 7" | 2858 | Material | 7778_NOS | 7778_NOS | 1 | 0 | 15142_HARDWARE
3454 | METAL CUTTING BLADE 8" | 2858 | Material | 7778_NOS | 7778_NOS | 1 | 0 | 15142_HARDWARE
3455 | METAL CUTTING BLADE 14" | 2858 | Material | 7778_NOS | 7778_NOS | 1 | 0 | 15142_HARDWARE
3456 | WOOD CUTTING BLADE 6" | 2858 | Material | 7778_NOS | 7778_NOS | 1 | 0 | 15142_HARDWARE
3457 | WOOD CUTTING BLADE 7" | 2858 | Material | 7778_NOS | 7778_NOS | 1 | 0 | 15142_HARDWARE
3458 | WOOD CUTTING BLADE 8" | 2858 | Material | 7778_NOS | 7778_NOS | 1 | 0 | 15142_HARDWARE
3459 | DRILL BIT 4 MM | 2858 | Material | 7778_NOS | 7778_NOS | 1 | 0 | 15142_HARDWARE
3460 | DRILL BIT 5 MM | 2858 | Material | 7778_NOS | 7778_NOS | 1 | 0 | 15142_HARDWARE
3461 | DRILL BIT 6 MM | 2858 | Material | 7778_NOS | 7778_NOS | 1 | 0 | 15142_HARDWARE
3462 | DRILL BIT 8 MM | 2858 | Material | 7778_NOS | 7778_NOS | 1 | 0 | 15142_HARDWARE
3463 | DRILL BIT 10 MM | 2858 | Material | 7778_NOS | 7778_NOS | 1 | 0 | 15142_HARDWARE
3464 | DRILL BIT 12 MM | 2858 | Material | 7778_NOS | 7778_NOS | 1 | 0 | 15142_HARDWARE
3465 | DRILL BIT 16 MM | 2858 | Material | 7778_NOS | 7778_NOS | 1 | 0 | 15142_HARDWARE
3466 | DRILL BIT 20 MM | 2858 | Material | 7778_NOS | 7778_NOS | 1 | 0 | 15142_HARDWARE
3467 | DRILL BIT 25 MM | 2858 | Material | 7778_NOS | 7778_NOS | 1 | 0 | 15142_HARDWARE
3468 | DRILL BIT MS 2 MM | 2858 | Material | 7778_NOS | 7778_NOS | 1 | 0 | 15142_HARDWARE
3469 | DRILL BIT MS 4 MM | 2858 | Material | 7778_NOS | 7778_NOS | 1 | 0 | 15142_HARDWARE
3470 | DRILL BIT MS 5 MM | 2858 | Material | 7778_NOS | 7778_NOS | 1 | 0 | 15142_HARDWARE
3471 | DRILL BIT MS 6 MM | 2858 | Material | 7778_NOS | 7778_NOS | 1 | 0 | 15142_HARDWARE
3472 | DRILL BIT MS 8 MM | 2858 | Material | 7778_NOS | 7778_NOS | 1 | 0 | 15142_HARDWARE
3473 | DRILL BIT MS 10 MM | 2858 | Material | 7778_NOS | 7778_NOS | 1 | 0 | 15142_HARDWARE
3474 | DRILL BIT MS 12 MM | 2858 | Material | 7778_NOS | 7778_NOS | 1 | 0 | 15142_HARDWARE
3475 | DRILL BIT MS 16 MM | 2858 | Material | 7778_NOS | 7778_NOS | 1 | 0 | 15142_HARDWARE
3476 | DRILL BIT MS 20 MM | 2858 | Material | 7778_NOS | 7778_NOS | 1 | 0 | 15142_HARDWARE
3477 | DRILL BIT MS 25 MM | 2858 | Material | 7778_NOS | 7778_NOS | 1 | 0 | 15142_HARDWARE
3478 | DRILL BIT WOODEN MS 2 MM | 2858 | Material | 7778_NOS | 7778_NOS | 1 | 0 | 15142_HARDWARE
3479 | DRILL BIT WOODEN MS 4 MM | 2858 | Material | 7778_NOS | 7778_NOS | 1 | 0 | 15142_HARDWARE
3480 | DRILL BIT WOODEN MS 5 MM | 2858 | Material | 7778_NOS | 7778_NOS | 1 | 0 | 15142_HARDWARE
3481 | DRILL BIT WOODEN MS 6 MM | 2858 | Material | 7778_NOS | 7778_NOS | 1 | 0 | 15142_HARDWARE
3482 | DRILL BIT WOODEN MS 8 MM | 2858 | Material | 7778_NOS | 7778_NOS | 1 | 0 | 15142_HARDWARE
3483 | DRILL BIT WOODEN MS 10 MM | 2858 | Material | 7778_NOS | 7778_NOS | 1 | 0 | 15142_HARDWARE
3484 | DRILL BIT WOODEN MS 12 MM | 2858 | Material | 7778_NOS | 7778_NOS | 1 | 0 | 15142_HARDWARE
3485 | DRILL BIT WOODEN MS 16 MM | 2858 | Material | 7778_NOS | 7778_NOS | 1 | 0 | 15142_HARDWARE
3486 | DRILL BIT WOODEN MS 20 MM | 2858 | Material | 7778_NOS | 7778_NOS | 1 | 0 | 15142_HARDWARE
3487 | DRILL BIT WOODEN MS 25 MM | 2858 | Material | 7778_NOS | 7778_NOS | 1 | 0 | 15142_HARDWARE
3488 | DRILL BIT HAMMER 4 MM | 2858 | Material | 7778_NOS | 7778_NOS | 1 | 0 | 15142_HARDWARE
3489 | DRILL BIT HAMMER 5 MM | 2858 | Material | 7778_NOS | 7778_NOS | 1 | 0 | 15142_HARDWARE
3490 | DRILL BIT HAMMER 6 MM | 2858 | Material | 7778_NOS | 7778_NOS | 1 | 0 | 15142_HARDWARE
3491 | DRILL BIT HAMMER 8 MM | 2858 | Material | 7778_NOS | 7778_NOS | 1 | 0 | 15142_HARDWARE
3492 | DRILL BIT HAMMER 10 MM | 2858 | Material | 7778_NOS | 7778_NOS | 1 | 0 | 15142_HARDWARE
3493 | DRILL BIT HAMMER 12 MM | 2858 | Material | 7778_NOS | 7778_NOS | 1 | 0 | 15142_HARDWARE
3494 | DRILL BIT HAMMER 16 MM | 2858 | Material | 7778_NOS | 7778_NOS | 1 | 0 | 15142_HARDWARE
3495 | DRILL BIT HAMMER 20 MM | 2858 | Material | 7778_NOS | 7778_NOS | 1 | 0 | 15142_HARDWARE
3496 | DRILL BIT HAMMER 25 MM | 2858 | Material | 7778_NOS | 7778_NOS | 1 | 0 | 15142_HARDWARE
3497 | DRILL BIT CHISEL POINTED | 2858 | Material | 7778_NOS | 7778_NOS | 1 | 0 | 15142_HARDWARE
3498 | DRILL BIT CHISEL FLAT | 2858 | Material | 7778_NOS | 7778_NOS | 1 | 0 | 15142_HARDWARE
3499 | DRILL BIT HAMMER CHISEL POINTED | 2858 | Material | 7778_NOS | 7778_NOS | 1 | 0 | 15142_HARDWARE
3500 | DRILL BIT HAMMER CHISEL FLAT | 2858 | Material | 7778_NOS | 7778_NOS | 1 | 0 | 15142_HARDWARE
3501 | ALLEN KEY 1.5 MM | 2858 | Material | 7778_NOS | 7778_NOS | 1 | 0 | 15142_HARDWARE
3502 | ALLEN KEY 2 MM | 2858 | Material | 7778_NOS | 7778_NOS | 1 | 0 | 15142_HARDWARE
3503 | ALLEN KEY 2.5 MM | 2858 | Material | 7778_NOS | 7778_NOS | 1 | 0 | 15142_HARDWARE
3504 | ALLEN KEY 3 MM | 2858 | Material | 7778_NOS | 7778_NOS | 1 | 0 | 15142_HARDWARE
3505 | ALLEN KEY 4 MM | 2858 | Material | 7778_NOS | 7778_NOS | 1 | 0 | 15142_HARDWARE
3506 | ALLEN KEY 5 MM | 2858 | Material | 7778_NOS | 7778_NOS | 1 | 0 | 15142_HARDWARE
3507 | ALLEN KEY 6 MM | 2858 | Material | 7778_NOS | 7778_NOS | 1 | 0 | 15142_HARDWARE
3508 | ALLEN KEY 10 MM | 2858 | Material | 7778_NOS | 7778_NOS | 1 | 0 | 15142_HARDWARE
3509 | ALLEN KEY 12 MM | 2858 | Material | 7778_NOS | 7778_NOS | 1 | 0 | 15142_HARDWARE
3510 | HABAK | 2858 | Material | 7768_KG. | 7768_KG. | 1 | 0 | 15142_HARDWARE
3511 | LAMBI | 2858 | Material | 7768_KG. | 7768_KG. | 1 | 0 | 15142_HARDWARE
3512 | M-SEAL BLACK | 2858 | Material | 7768_KG. | 7768_KG. | 1 | 0 | 15142_HARDWARE
3513 | M-SEAL WHITE | 2858 | Material | 7768_KG. | 7768_KG. | 1 | 0 | 15142_HARDWARE
3514 | HOLDTITE | 2858 | Material | 7768_KG. | 7768_KG. | 1 | 0 | 15142_HARDWARE
3515 | BLACK JAPAN | 2858 | Material | 7774_LTR | 7774_LTR | 1 | 0 | 15142_HARDWARE
3516 | LINE DORI | 2858 | Material | 7756_BUNDLE | 7756_BUNDLE | 1 | 0 | 15142_HARDWARE
3517 | LIME FAKKI POWDER | 2858 | Material | 7768_KG. | 7768_KG. | 1 | 0 | 15142_HARDWARE
3518 | MS TRAY | 2858 | Material | 7778_NOS | 7778_NOS | 1 | 0 | 15142_HARDWARE
3519 | SILICON GUN | 2858 | Material | 7778_NOS | 7778_NOS | 1 | 0 | 15142_HARDWARE
3520 | PHAWDA | 2858 | Material | 7778_NOS | 7778_NOS | 1 | 0 | 15142_HARDWARE
3521 | TIKAU | 2858 | Material | 7778_NOS | 7778_NOS | 1 | 0 | 15142_HARDWARE
3522 | GHAMELA METAL | 2858 | Material | 7778_NOS | 7778_NOS | 1 | 0 | 15142_HARDWARE
3523 | GHAMELA PLASTIC | 2858 | Material | 7778_NOS | 7778_NOS | 1 | 0 | 15142_HARDWARE
3524 | CHISEL POINTED | 2858 | Material | 7778_NOS | 7778_NOS | 1 | 0 | 15142_HARDWARE
3525 | CHISEL FLAT | 2858 | Material | 7778_NOS | 7778_NOS | 1 | 0 | 15142_HARDWARE
3526 | RANDHA | 2858 | Material | 7778_NOS | 7778_NOS | 1 | 0 | 15142_HARDWARE
3527 | HAMMER | 2858 | Material | 7778_NOS | 7778_NOS | 1 | 0 | 15142_HARDWARE
3528 | GHAN | 2858 | Material | 7778_NOS | 7778_NOS | 1 | 0 | 15142_HARDWARE
3529 | WOODEN HANDLE FOR PHAWDA | 2858 | Material | 7778_NOS | 7778_NOS | 1 | 0 | 15142_HARDWARE
3530 | WOODEN HANDLE FOR TIKAU | 2858 | Material | 7778_NOS | 7778_NOS | 1 | 0 | 15142_HARDWARE
3531 | WOODEN HANDLE FOR HAMMER | 2858 | Material | 7778_NOS | 7778_NOS | 1 | 0 | 15142_HARDWARE
3532 | CROWBAR | 2858 | Material | 7778_NOS | 7778_NOS | 1 | 0 | 15142_HARDWARE
3533 | HACKSAW FRAME BIG | 2858 | Material | 7778_NOS | 7778_NOS | 1 | 0 | 15142_HARDWARE
3534 | HACKSAW FRAME SMALL | 2858 | Material | 7778_NOS | 7778_NOS | 1 | 0 | 15142_HARDWARE
3535 | HACKSAW BLADE 300 x 12.5 MM | 2858 | Material | 7778_NOS | 7778_NOS | 1 | 0 | 15142_HARDWARE
3536 | HACKSAW BLADE 300 x 25 MM | 2858 | Material | 7778_NOS | 7778_NOS | 1 | 0 | 15142_HARDWARE
3537 | HACKSAW BLADE 150 x 6 MM | 2858 | Material | 7778_NOS | 7778_NOS | 1 | 0 | 15142_HARDWARE
3538 | JUTE CLOTH | 2858 | Material | 7785_RMT | 7785_RMT | 1 | 0 | 15142_HARDWARE
3539 | TARPOLINE / TADPATRI | 2858 | Material | 7787_SQ.FT. | 7787_SQ.FT. | 1 | 0 | 15142_HARDWARE
3540 | PLASTIC BLACK | 2858 | Material | 7768_KG. | 7768_KG. | 1 | 0 | 15142_HARDWARE
3541 | NATURAL STONE | 0 | Group
3542 | NS MARBLE WHITE | 3541 | Material | 7787_SQ.FT. | 7787_SQ.FT. | 1 | 0 | 15087_TILES AND STONES
3543 | NS MARBLE GREEN | 3541 | Material | 7787_SQ.FT. | 7787_SQ.FT. | 1 | 0 | 15087_TILES AND STONES
3544 | NS MARBLE DARK GREEN | 3541 | Material | 7787_SQ.FT. | 7787_SQ.FT. | 1 | 0 | 15087_TILES AND STONES
3545 | NS MARBLE INDIAN ONYX | 3541 | Material | 7787_SQ.FT. | 7787_SQ.FT. | 1 | 0 | 15087_TILES AND STONES
3546 | NS MARBLE FANTASY BROWN | 3541 | Material | 7787_SQ.FT. | 7787_SQ.FT. | 1 | 0 | 15087_TILES AND STONES
3547 | NS MARBLE GREY | 3541 | Material | 7787_SQ.FT. | 7787_SQ.FT. | 1 | 0 | 15087_TILES AND STONES
3548 | NS MARBLE BLACK | 3541 | Material | 7787_SQ.FT. | 7787_SQ.FT. | 1 | 0 | 15087_TILES AND STONES
3549 | NS MARBLE PINK | 3541 | Material | 7787_SQ.FT. | 7787_SQ.FT. | 1 | 0 | 15087_TILES AND STONES
3550 | NS MARBLE ANTIQUE RAINFOREST | 3541 | Material | 7787_SQ.FT. | 7787_SQ.FT. | 1 | 0 | 15087_TILES AND STONES
3551 | NS MARBLE TORRENTO MARBLE | 3541 | Material | 7787_SQ.FT. | 7787_SQ.FT. | 1 | 0 | 15087_TILES AND STONES
3552 | NS MARBLE JAISALMER | 3541 | Material | 7787_SQ.FT. | 7787_SQ.FT. | 1 | 0 | 15087_TILES AND STONES
3553 | NS MARBLE KATNI | 3541 | Material | 7787_SQ.FT. | 7787_SQ.FT. | 1 | 0 | 15087_TILES AND STONES
3554 | NS KOTA | 3541 | Material | 7787_SQ.FT. | 7787_SQ.FT. | 1 | 0 | 15087_TILES AND STONES
3555 | NS TANDUR | 3541 | Material | 7787_SQ.FT. | 7787_SQ.FT. | 1 | 0 | 15087_TILES AND STONES
3556 | NS SHAHABAD | 3541 | Material | 7787_SQ.FT. | 7787_SQ.FT. | 1 | 0 | 15087_TILES AND STONES
3557 | NS GRANITE BLACK | 3541 | Material | 7787_SQ.FT. | 7787_SQ.FT. | 1 | 0 | 15087_TILES AND STONES
3558 | NS GRANITE JET BLACK | 3541 | Material | 7787_SQ.FT. | 7787_SQ.FT. | 1 | 0 | 15087_TILES AND STONES
3559 | NS GRANITE RUBY RED | 3541 | Material | 7787_SQ.FT. | 7787_SQ.FT. | 1 | 0 | 15087_TILES AND STONES
3560 | NS GRANITE ANTIQUE BROWN | 3541 | Material | 7787_SQ.FT. | 7787_SQ.FT. | 1 | 0 | 15087_TILES AND STONES
3561 | NS GRANITE CHIKU PEARL | 3541 | Material | 7787_SQ.FT. | 7787_SQ.FT. | 1 | 0 | 15087_TILES AND STONES
3562 | NS GRANITE CHOCO BROWN | 3541 | Material | 7787_SQ.FT. | 7787_SQ.FT. | 1 | 0 | 15087_TILES AND STONES
3563 | NS GRANITE LABRADOR BLACK | 3541 | Material | 7787_SQ.FT. | 7787_SQ.FT. | 1 | 0 | 15087_TILES AND STONES
3564 | NS GRANITE LABRADOR BLUE | 3541 | Material | 7787_SQ.FT. | 7787_SQ.FT. | 1 | 0 | 15087_TILES AND STONES
3565 | NS GRANITE LABRADOR BROWN | 3541 | Material | 7787_SQ.FT. | 7787_SQ.FT. | 1 | 0 | 15087_TILES AND STONES
3566 | NS GRANITE LABRADOR ANTIQUE | 3541 | Material | 7787_SQ.FT. | 7787_SQ.FT. | 1 | 0 | 15087_TILES AND STONES
3567 | NS GRANITE STEEL GREY | 3541 | Material | 7787_SQ.FT. | 7787_SQ.FT. | 1 | 0 | 15087_TILES AND STONES
3568 | NS GRANITE LADY GREY | 3541 | Material | 7787_SQ.FT. | 7787_SQ.FT. | 1 | 0 | 15087_TILES AND STONES
3569 | NS GRANITE PARADISO | 3541 | Material | 7787_SQ.FT. | 7787_SQ.FT. | 1 | 0 | 15087_TILES AND STONES
3570 | NS GRANITE WHITE PEARL | 3541 | Material | 7787_SQ.FT. | 7787_SQ.FT. | 1 | 0 | 15087_TILES AND STONES
3571 | NS GRANITE BLUE PEARL | 3541 | Material | 7787_SQ.FT. | 7787_SQ.FT. | 1 | 0 | 15087_TILES AND STONES
3572 | NS GRANITE TAN BROWN | 3541 | Material | 7787_SQ.FT. | 7787_SQ.FT. | 1 | 0 | 15087_TILES AND STONES
3573 | NS GRANITE JIBLY | 3541 | Material | 7787_SQ.FT. | 7787_SQ.FT. | 1 | 0 | 15087_TILES AND STONES
3574 | NS KADAPPA SP | 3541 | Material | 7787_SQ.FT. | 7787_SQ.FT. | 1 | 0 | 15087_TILES AND STONES
3575 | NS KADAPPA DP | 3541 | Material | 7787_SQ.FT. | 7787_SQ.FT. | 1 | 0 | 15087_TILES AND STONES
3576 | NS-ITA MARBLE ALASKA WHITE | 3541 | Material | 7787_SQ.FT. | 7787_SQ.FT. | 1 | 0 | 15087_TILES AND STONES
3577 | NS-ITA MARBLE ANTIQUE BEIGE | 3541 | Material | 7787_SQ.FT. | 7787_SQ.FT. | 1 | 0 | 15087_TILES AND STONES
3578 | NS-ITA MARBLE ARMANI BROWN | 3541 | Material | 7787_SQ.FT. | 7787_SQ.FT. | 1 | 0 | 15087_TILES AND STONES
3579 | NS-ITA MARBLE AUSTRALIAN WHITE | 3541 | Material | 7787_SQ.FT. | 7787_SQ.FT. | 1 | 0 | 15087_TILES AND STONES
3580 | NS-ITA MARBLE BEIGE TRAVENTINO | 3541 | Material | 7787_SQ.FT. | 7787_SQ.FT. | 1 | 0 | 15087_TILES AND STONES
3581 | NS-ITA MARBLE BELGIUM BLACK POLISHED | 3541 | Material | 7787_SQ.FT. | 7787_SQ.FT. | 1 | 0 | 15087_TILES AND STONES
3582 | NS-ITA MARBLE BIANCO BEIGE | 3541 | Material | 7787_SQ.FT. | 7787_SQ.FT. | 1 | 0 | 15087_TILES AND STONES
3583 | NS-ITA MARBLE BIANCO ARMANI VENATO | 3541 | Material | 7787_SQ.FT. | 7787_SQ.FT. | 1 | 0 | 15087_TILES AND STONES
3584 | NS-ITA MARBLE BLACK MARQUINA | 3541 | Material | 7787_SQ.FT. | 7787_SQ.FT. | 1 | 0 | 15087_TILES AND STONES
3585 | NS-ITA MARBLE BONTACHINO PURICO | 3541 | Material | 7787_SQ.FT. | 7787_SQ.FT. | 1 | 0 | 15087_TILES AND STONES
3586 | NS-ITA MARBLE CREAMA FLURRY | 3541 | Material | 7787_SQ.FT. | 7787_SQ.FT. | 1 | 0 | 15087_TILES AND STONES
3587 | NS-ITA MARBLE CREMA MARPHIL | 3541 | Material | 7787_SQ.FT. | 7787_SQ.FT. | 1 | 0 | 15087_TILES AND STONES
3588 | NS-ITA MARBLE CREMA ESTRAMOS | 3541 | Material | 7787_SQ.FT. | 7787_SQ.FT. | 1 | 0 | 15087_TILES AND STONES
3589 | NS-ITA MARBLE DYNA | 3541 | Material | 7787_SQ.FT. | 7787_SQ.FT. | 1 | 0 | 15087_TILES AND STONES
3590 | NS-ITA MARBLE EMPERADOR LIGHT | 3541 | Material | 7787_SQ.FT. | 7787_SQ.FT. | 1 | 0 | 15087_TILES AND STONES
3591 | NS-ITA MARBLE EMPERADOR DARK | 3541 | Material | 7787_SQ.FT. | 7787_SQ.FT. | 1 | 0 | 15087_TILES AND STONES
3592 | NS-ITA MARBLE EMPRESS LIGHT | 3541 | Material | 7787_SQ.FT. | 7787_SQ.FT. | 1 | 0 | 15087_TILES AND STONES
3593 | NS-ITA MARBLE IRISH BROWN | 3541 | Material | 7787_SQ.FT. | 7787_SQ.FT. | 1 | 0 | 15087_TILES AND STONES
3594 | NS-ITA MARBLE LASA WHITE | 3541 | Material | 7787_SQ.FT. | 7787_SQ.FT. | 1 | 0 | 15087_TILES AND STONES
3595 | NS-ITA MARBLE MAGIK | 3541 | Material | 7787_SQ.FT. | 7787_SQ.FT. | 1 | 0 | 15087_TILES AND STONES
3596 | NS-ITA MARBLE MYSTIC NOIR | 3541 | Material | 7787_SQ.FT. | 7787_SQ.FT. | 1 | 0 | 15087_TILES AND STONES
3597 | NS-ITA MARBLE OROBICO GREY | 3541 | Material | 7787_SQ.FT. | 7787_SQ.FT. | 1 | 0 | 15087_TILES AND STONES
3598 | NS-ITA MARBLE SANDWAVE BEIGE | 3541 | Material | 7787_SQ.FT. | 7787_SQ.FT. | 1 | 0 | 15087_TILES AND STONES
3599 | NS-ITA MARBLE SPANISH CREMA | 3541 | Material | 7787_SQ.FT. | 7787_SQ.FT. | 1 | 0 | 15087_TILES AND STONES
3600 | NS-ITA MARBLE SAINT LAURENT | 3541 | Material | 7787_SQ.FT. | 7787_SQ.FT. | 1 | 0 | 15087_TILES AND STONES
3601 | NS-ITA MARBLE SILVER CHIANTI | 3541 | Material | 7787_SQ.FT. | 7787_SQ.FT. | 1 | 0 | 15087_TILES AND STONES
3602 | NS-ITA MARBLE STATUARIO WHITE | 3541 | Material | 7787_SQ.FT. | 7787_SQ.FT. | 1 | 0 | 15087_TILES AND STONES
3603 | NS-ITA MARBLE TRIVENTINO | 3541 | Material | 7787_SQ.FT. | 7787_SQ.FT. | 1 | 0 | 15087_TILES AND STONES
3604 | NS-ITA MARBLE VINATINO CARRARA | 3541 | Material | 7787_SQ.FT. | 7787_SQ.FT. | 1 | 0 | 15087_TILES AND STONES
3605 | NS-ITA MARBLE TRAVERTINE MOCHE | 3541 | Material | 7787_SQ.FT. | 7787_SQ.FT. | 1 | 0 | 15087_TILES AND STONES
3606 | NS-ITA MARBLE TRIVENTINO MOSSES | 3541 | Material | 7787_SQ.FT. | 7787_SQ.FT. | 1 | 0 | 15087_TILES AND STONES
3607 | NS-ITA MARBLE TOBACCO BROWN | 3541 | Material | 7787_SQ.FT. | 7787_SQ.FT. | 1 | 0 | 15087_TILES AND STONES
3608 | PAINT | 0 | Group |  |  | 1
3609 | RED OXIDE | 3608 | Material | 7774_LTR | 7774_LTR | 1 | 0 | 15088_PAINTING
3610 | YELLOW OXIDE | 3608 | Material | 7774_LTR | 7774_LTR | 1 | 0 | 15088_PAINTING
3611 | PRIMER INTERNAL | 3608 | Material | 7774_LTR | 7774_LTR | 1 | 0 | 15088_PAINTING
3612 | PRIMER EXTERNAL | 3608 | Material | 7774_LTR | 7774_LTR | 1 | 0 | 15088_PAINTING
3613 | PAINT DISTEMPER | 3608 | Material | 7768_KG. | 7768_KG. | 1 | 0 | 15088_PAINTING
3614 | PAINT CEMENT | 3608 | Material | 7768_KG. | 7768_KG. | 1 | 0 | 15088_PAINTING
3615 | PAINT OBD | 3608 | Material | 7768_KG. | 7768_KG. | 1 | 0 | 15088_PAINTING
3616 | PAINT OIL | 3608 | Material | 7774_LTR | 7774_LTR | 1 | 0 | 15088_PAINTING
3617 | PAINT LUSTER OIL BASE | 3608 | Material | 7774_LTR | 7774_LTR | 1 | 0 | 15088_PAINTING
3618 | PAINT LUSTER WATER BASE | 3608 | Material | 7774_LTR | 7774_LTR | 1 | 0 | 15088_PAINTING
3619 | PAINT ENAMEL | 3608 | Material | 7774_LTR | 7774_LTR | 1 | 0 | 15088_PAINTING
3620 | PAINT EMULSION | 3608 | Material | 7774_LTR | 7774_LTR | 1 | 0 | 15088_PAINTING
3621 | PAINT EXTERIOR SEMI ACRYLIC | 3608 | Material | 7774_LTR | 7774_LTR | 1 | 0 | 15088_PAINTING
3622 | PAINT EXTERIOR 100% ACRYLIC | 3608 | Material | 7774_LTR | 7774_LTR | 1 | 0 | 15088_PAINTING
3623 | PAINT BITUMINOUS | 3608 | Material | 7774_LTR | 7774_LTR | 1 | 0 | 15088_PAINTING
3624 | PAINT ANTI-CORROSIVE | 3608 | Material | 7774_LTR | 7774_LTR | 1 | 0 | 15088_PAINTING
3625 | PAINT ANTI FUNGAL | 3608 | Material | 7774_LTR | 7774_LTR | 1 | 0 | 15088_PAINTING
3626 | PAINT EPOXY | 3608 | Material | 7774_LTR | 7774_LTR | 1 | 0 | 15088_PAINTING
3627 | PAINT INTERIOR TEXTURE | 3608 | Material | 7768_KG. | 7768_KG. | 1 | 0 | 15088_PAINTING
3628 | WATER PAPER 80 NO | 3608 | Material | 7778_NOS | 7778_NOS | 1 | 0 | 15088_PAINTING
3629 | WATER PAPER 100 NO | 3608 | Material | 7778_NOS | 7778_NOS | 1 | 0 | 15088_PAINTING
3630 | WATER PAPER 120 NO | 3608 | Material | 7778_NOS | 7778_NOS | 1 | 0 | 15088_PAINTING
3631 | WATER PAPER 150 NO | 3608 | Material | 7778_NOS | 7778_NOS | 1 | 0 | 15088_PAINTING
3632 | WATER PAPER 180 NO | 3608 | Material | 7778_NOS | 7778_NOS | 1 | 0 | 15088_PAINTING
3633 | WATER PAPER 220 NO | 3608 | Material | 7778_NOS | 7778_NOS | 1 | 0 | 15088_PAINTING
3634 | WATER PAPER 320 NO | 3608 | Material | 7778_NOS | 7778_NOS | 1 | 0 | 15088_PAINTING
3635 | WATER PAPER 400 NO | 3608 | Material | 7778_NOS | 7778_NOS | 1 | 0 | 15088_PAINTING
3636 | MULTI CUT PAPER 50 NO | 3608 | Material | 7778_NOS | 7778_NOS | 1 | 0 | 15088_PAINTING
3637 | MULTI CUT PAPER 60 NO | 3608 | Material | 7778_NOS | 7778_NOS | 1 | 0 | 15088_PAINTING
3638 | MULTI CUT PAPER 80 NO | 3608 | Material | 7778_NOS | 7778_NOS | 1 | 0 | 15088_PAINTING
3639 | MULTI CUT PAPER 100 NO | 3608 | Material | 7778_NOS | 7778_NOS | 1 | 0 | 15088_PAINTING
3640 | MULTI CUT PAPER 120 NO | 3608 | Material | 7778_NOS | 7778_NOS | 1 | 0 | 15088_PAINTING
3641 | MULTI CUT PAPER 150 NO | 3608 | Material | 7778_NOS | 7778_NOS | 1 | 0 | 15088_PAINTING
3642 | MULTI CUT PAPER 180 NO | 3608 | Material | 7778_NOS | 7778_NOS | 1 | 0 | 15088_PAINTING
3643 | PAINTING BRUSH 1" | 3608 | Material | 7778_NOS | 7778_NOS | 1 | 0 | 15088_PAINTING
3644 | PAINTING BRUSH 2" | 3608 | Material | 7778_NOS | 7778_NOS | 1 | 0 | 15088_PAINTING
3645 | PAINTING BRUSH 3" | 3608 | Material | 7778_NOS | 7778_NOS | 1 | 0 | 15088_PAINTING
3646 | PAINTING BRUSH 4" | 3608 | Material | 7778_NOS | 7778_NOS | 1 | 0 | 15088_PAINTING
3647 | PAINTING BRUSH 5" | 3608 | Material | 7778_NOS | 7778_NOS | 1 | 0 | 15088_PAINTING
3648 | ROLLER BRUSH 6" | 3608 | Material | 7778_NOS | 7778_NOS | 1 | 0 | 15088_PAINTING
3649 | ROLLER BRUSH 9" | 3608 | Material | 7778_NOS | 7778_NOS | 1 | 0 | 15088_PAINTING
3650 | TURPENTINE | 3608 | Material | 7774_LTR | 7774_LTR | 1 | 0 | 15088_PAINTING
3651 | THINNER | 3608 | Material | 7774_LTR | 7774_LTR | 1 | 0 | 15088_PAINTING
3652 | NC THINNER | 3608 | Material | 7774_LTR | 7774_LTR | 1 | 0 | 15088_PAINTING
3653 | LINSEED OIL | 3608 | Material | 7774_LTR | 7774_LTR | 1 | 0 | 15088_PAINTING
3654 | WHITING | 3608 | Material | 7768_KG. | 7768_KG. | 1 | 0 | 15088_PAINTING
3655 | CRACK SEAL | 3608 | Material | 7768_KG. | 7768_KG. | 1 | 0 | 15088_PAINTING
3656 | PAINT LAMBI | 3608 | Material | 7768_KG. | 7768_KG. | 1 | 0 | 15088_PAINTING
3657 | PUTTY ACRYLIC | 3608 | Material | 7768_KG. | 7768_KG. | 1 | 0 | 15088_PAINTING
3658 | POP 1ST QUALITY | 3608 | Material | 7768_KG. | 7768_KG. | 1 | 0 | 15088_PAINTING

## MasterDetails
Unit_List | MCat1_List | MCat2_List | MCat3_List | TaxScheme_List | Item Type
7748_BAG | 15075_Steel | 15076_Steel 16 mm |  | 634_C+SGST 5% I/P RD | Group
7749_BARREL | 15078_CEMENT | 15077_Steel 20 mm |  | 635_C+SGST 12% I/P RD | Material
7750_BOARD | 15080_EARTH FILLING MATERIAL | 15079_OPC 43 grade |  | 636_C+SGST 18% I/P RD
7751_BOTTLE | 15081_CHEMICALS AND ADHESIVE | 15092_Metal 10mm |  | 637_C+SGST 28% I/P RD
7752_BOX | 15082_AGGREGATE | 15093_Metal 20 mm |  | 638_C+SGST 5% O/P RD
7753_BRASS | 15083_SHUTTERING MATERIAL | 15094_Crushed Sand |  | 639_C+SGST 12% O/P RD
7754_BUCKET | 15084_Site Mobilization | 15095_Crushed Sand Plaster |  | 640_C+SGST 18% O/P RD
7755_BUNCH | 15085_PLUMBING | 15096_Steel 8 mm |  | 641_C+SGST 28% O/P RD
7756_BUNDLE | 15087_TILES AND STONES | 15097_Steel 10mm |  | 647_C+SGST 1% O/P RD
7757_CU.MTR. | 15088_PAINTING | 15098_Steel 12mm |  | 649_Non GST
7758_CU.FT. | 15089_DOORS | 15099_Steel 25 mm
7759_DAY | 15090_Windows | 15100_Binding Wire
7760_DOZEN | 15091_SAFETY MATERIALS | 15101_Red Bricks 4 inch
7761_DRUM | 15103_REINFORCEMENT STEEL
7762_EMPTY BAG | 15104_RMC
7763_GRAM | 15105_RCC COVER BLOCK
7764_HP | 15106_BRICKS/BLOCKS
7765_HRS. | 15107_PLASTER
7766_JAR | 15108_FABRICATION MS
7767_JOB | 15109_FABRICATION SS
7768_KG. | 15110_FABRICATION ALUMINIUM
7769_KIT | 15111_ELECTRICAL CONDUIT
7770_KW. | 15112_ELECTRICAL WIRE
7771_KVa | 15113_ELECTRICAL LT CABLES
7772_WATT | 15114_ELECTRICAL SWITCH & SOCKET
7773_LOT | 15115_ELECTRICAL SWITCHGEAR
7774_LTR | 15116_ELECTRICAL CABLE TRAY
7775_LUMSUM | 15117_ELECTRICAL ACCESSORIES
7776_ML. | 15118_PLUMBING PPR
7777_MONTH | 15119_PLUMBING CPVC
7778_NOS | 15120_PLUMBING SWR O-RING
7779_PAIR | 15121_PLUMBING SWR PASTED
7780_PCS | 15122_PLUMBING ACCESSORIES
7781_PER INCH | 15123_PLUMBING UPVC
7782_PKT. | 15124_PLUMBING HDPE
7783_RFT. | 15142_HARDWARE
7784_RIM
7785_RMT
7786_ROLL
7787_SQ.FT.
7788_SQ.MTR.